## Glass Door Refrigerators
Company | Model Number | Style Type | Total Volume (cu.ft.) | Daily Energy Use (kWh) | Size/Type
Hussmann Corporation | DD5X5FRW | Reach-in | 251.91 | 23.39 | Refrigerator glass door >=50 cubic feet
AHT | VENTO GD 375 L8 LAPS | Reach-in | 179.09 | 13.04 | Refrigerator glass door >=50 cubic feet
AHT | VENTO GD 375 L8 LTG | Reach-in | 179.09 | 13.04 | Refrigerator glass door >=50 cubic feet
AHT | VENTO GD 375 L8 LTG SLED | Reach-in | 179.09 | 13.04 | Refrigerator glass door >=50 cubic feet
AHT | VENTO HYB GD 375 L8 LAPS | Reach-in | 179.09 | 17.64 | Refrigerator glass door >=50 cubic feet
AHT | VENTO HYB GD 375 L8 LTG | Reach-in | 179.09 | 17.64 | Refrigerator glass door >=50 cubic feet
AHT | VENTO HYB GD 375 L8 LTG SLED | Reach-in | 179.09 | 17.64 | Refrigerator glass door >=50 cubic feet
Hussmann Corporation | RM5W | Reach-in | 177 | 13.56 | Refrigerator glass door >=50 cubic feet
Hussmann Corporation | RMN5W | Reach-in | 155.2 | 13.56 | Refrigerator glass door >=50 cubic feet
TRUE | TRM4M-***-***-******-**-* | Reach-in | 154.41 | 8.45 | Refrigerator glass door >=50 cubic feet
Hussmann Corporation | RM4W | Reach-in | 141.8 | 11.03 | Refrigerator glass door >=50 cubic feet
Hussmann Corporation | RMN4W | Reach-in | 124.3 | 11.03 | Refrigerator glass door >=50 cubic feet
AHT | VENTO GD 250 L8 LAPS | Reach-in | 119.42 | 6.2 | Refrigerator glass door >=50 cubic feet
AHT | VENTO GD 250 L8 LTG | Reach-in | 119.42 | 6.2 | Refrigerator glass door >=50 cubic feet
AHT | VENTO GD 250 L8 LTG SLED | Reach-in | 119.42 | 6.2 | Refrigerator glass door >=50 cubic feet
AHT | VENTO HYB GD 250 L8 LAPS | Reach-in | 119.42 | 10.17 | Refrigerator glass door >=50 cubic feet
AHT | VENTO HYB GD 250 L8 LTG | Reach-in | 119.42 | 10.17 | Refrigerator glass door >=50 cubic feet
AHT | VENTO HYB GD 250 L8 LTG SLED | Reach-in | 119.42 | 10.17 | Refrigerator glass door >=50 cubic feet
TRUE | TRM3M-***-***-******-**-* | Reach-in | 116.15 | 6.85 | Refrigerator glass door >=50 cubic feet
Hussmann Corporation | RM3W | Reach-in | 106.7 | 9.21 | Refrigerator glass door >=50 cubic feet
Turbo Air | TJMR-85SDAB-N | Reach-in | 97.08 | 7.41 | Refrigerator glass door >=50 cubic feet
Turbo Air | TJMR-85SDB-N | Reach-in | 97.08 | 7.41 | Refrigerator glass door >=50 cubic feet
Turbo Air | TJMR-85SDW-N | Reach-in | 97.08 | 7.41 | Refrigerator glass door >=50 cubic feet
Master-Bilt | MPR80*SSG/0X | Reach-in | 82.95 | 6.72 | Refrigerator glass door >=50 cubic feet
Norlake | PR80*SSG/0X | Reach-in | 82.95 | 6.72 | Refrigerator glass door >=50 cubic feet
Norlake | NR803**G/0X | Reach-in | 79.85 | 5.98 | Refrigerator glass door >=50 cubic feet
Norlake | NR806**G/0X | Reach-in | 79.52 | 5.9 | Refrigerator glass door >=50 cubic feet
Norlake | NR806SSG/0 | Reach-in | 79.52 | 7.2 | Refrigerator glass door >=50 cubic feet
Hoshizaki | R3A-FG*** | Reach-in | 79.03 | 6.5 | Refrigerator glass door >=50 cubic feet
Hoshizaki | R3A-HG*** | Reach-in | 79.03 | 6.5 | Refrigerator glass door >=50 cubic feet
TRUE | TRM2M-***-***-*****-**-* | Reach-in | 77.89 | 4.74 | Refrigerator glass door >=50 cubic feet
Continental Refrigerator | 3RE-GD-R | Reach-in | 77 | 5.45 | Refrigerator glass door >=50 cubic feet
Continental Refrigerator | 3RENGD | Reach-in | 77 | 6.25 | Refrigerator glass door >=50 cubic feet
Continental Refrigerator | D3RENGD | Reach-in | 77 | 5.74 | Refrigerator glass door >=50 cubic feet
Continental Refrigerator | 3RE-GD-HD-R | Reach-in | 75.7 | 5.48 | Refrigerator glass door >=50 cubic feet
Continental Refrigerator | 3RENGDHD | Reach-in | 75.7 | 6.56 | Refrigerator glass door >=50 cubic feet
Continental Refrigerator | D3RENGDHD | Reach-in | 75.7 | 5.76 | Refrigerator glass door >=50 cubic feet
Victory | VERS-3D-GD-HC********* | Reach-in | 71.52 | 6.26 | Refrigerator glass door >=50 cubic feet
Victory | VERS-3D-HG-HC********* | Reach-in | 71.52 | 6.26 | Refrigerator glass door >=50 cubic feet
Victory | VERSA-3D-GD-HC********* | Reach-in | 71.52 | 6.26 | Refrigerator glass door >=50 cubic feet
Victory | VERSA-3D-HG-HC********* | Reach-in | 71.52 | 6.26 | Refrigerator glass door >=50 cubic feet
Delfield | GAR3P-G********* | Reach-in | 71.22 | 5.58 | Refrigerator glass door >=50 cubic feet
Delfield | GCR3P-G | Reach-in | 71.22 | 5.58 | Refrigerator glass door >=50 cubic feet
Delfield | GAR3P-GH******** | Reach-in | 70.81 | 5.05 | Refrigerator glass door >=50 cubic feet
Delfield | GCR3P-GH | Reach-in | 70.81 | 5.05 | Refrigerator glass door >=50 cubic feet
Turbo Air | TGM-72SDHB-N | Reach-in | 70.44 | 5.14 | Refrigerator glass door >=50 cubic feet
Turbo Air | TGM-72SDHV-N | Reach-in | 70.44 | 5.14 | Refrigerator glass door >=50 cubic feet
Turbo Air | TGM-72SDHW-N | Reach-in | 70.44 | 5.14 | Refrigerator glass door >=50 cubic feet
Continental Refrigerator | D3RNGD | Reach-in | 69.2 | 5.5 | Refrigerator glass door >=50 cubic feet
Beverage-Air | LV72HC-1********* | Reach-in | 68.93 | 3.92 | Refrigerator glass door >=50 cubic feet
Kelvinator COMMERCIAL | KCHRI81R3GDR | Reach-in | 68.8 | 3.91 | Refrigerator glass door >=50 cubic feet
Continental Refrigerator | 3R-GD-R | Reach-in | 68.4 | 5.22 | Refrigerator glass door >=50 cubic feet
Continental Refrigerator | 3RNGD | Reach-in | 68.4 | 6 | Refrigerator glass door >=50 cubic feet
Continental Refrigerator | D3RNGDHD | Reach-in | 68.4 | 5.52 | Refrigerator glass door >=50 cubic feet
Turbo Air | TGM-72SDB-N | Reach-in | 67.98 | 5.75 | Refrigerator glass door >=50 cubic feet
Turbo Air | TGM-72SDV-N | Reach-in | 67.98 | 5.75 | Refrigerator glass door >=50 cubic feet
Turbo Air | TGM-72SDW-N | Reach-in | 67.98 | 5.75 | Refrigerator glass door >=50 cubic feet
Continental Refrigerator | 3R-GD-HD-R | Reach-in | 67.6 | 5.25 | Refrigerator glass door >=50 cubic feet
Kelvinator COMMERCIAL | KCHGM72R | Reach-in | 67.6 | 4.05 | Refrigerator glass door >=50 cubic feet
TRUE | FLM-81~TSL01 | Reach-in | 67.3 | 5.73 | Refrigerator glass door >=50 cubic feet
Turbo Air | MSR-72G-3 | Reach-in | 67.02 | 5.43 | Refrigerator glass door >=50 cubic feet
Turbo Air | TSR-72GSD-N | Reach-in | 67.02 | 5.23 | Refrigerator glass door >=50 cubic feet
Imbera | G372 HC | Reach-in | 66.3 | 5.09 | Refrigerator glass door >=50 cubic feet
Pro-Kold | G372 HC | Reach-in | 66.3 | 5.09 | Refrigerator glass door >=50 cubic feet
TRUE | GDM-72-HC~FGD01 | Reach-in | 65.68 | 4.9 | Refrigerator glass door >=50 cubic feet
TRUE | GDM-72-HC~TSL01 | Reach-in | 65.68 | 4.9 | Refrigerator glass door >=50 cubic feet
TRUE | GDM-72FC-HC~FGD01 | Reach-in | 65.68 | 4.9 | Refrigerator glass door >=50 cubic feet
TRUE | GDM-72FC-HC~TSL01 | Reach-in | 65.68 | 4.9 | Refrigerator glass door >=50 cubic feet
QBD | CD72-HC | Reach-in | 64.8 | 5.52 | Refrigerator glass door >=50 cubic feet
Beverage-Air | LV66HC-1********* | Reach-in | 64.4 | 4.42 | Refrigerator glass door >=50 cubic feet
Kelvinator COMMERCIAL | KCHSGM72R | Reach-in | 63.6 | 4.69 | Refrigerator glass door >=50 cubic feet
Continental Refrigerator | D2RINGD | Reach-in | 62.94 | 4.65 | Refrigerator glass door >=50 cubic feet
Turbo Air | TJMR-55SDAB-N | Reach-in | 62.05 | 4.4 | Refrigerator glass door >=50 cubic feet
Turbo Air | TJMR-55SDB-N | Reach-in | 62.05 | 4.4 | Refrigerator glass door >=50 cubic feet
Turbo Air | TJMR-55SDW-N | Reach-in | 62.05 | 4.4 | Refrigerator glass door >=50 cubic feet
TRUE | GDM-69-HC-LD | Reach-in | 61.62 | 4.89 | Refrigerator glass door >=50 cubic feet
Summit Commercial | SCR72SSG** | Reach-in | 60.84 | 4.18 | Refrigerator glass door >=50 cubic feet
Summit Commercial | SCR72SSGLH** | Reach-in | 60.84 | 4.18 | Refrigerator glass door >=50 cubic feet
AHT | SYDNEY XL 250 NAM-R | Reach-in | 49.88 | 1.52 | Refrigerator glass door 30 - 49 cubic feet
Continental Refrigerator | 2RENGD | Reach-in | 48.8 | 3.34 | Refrigerator glass door 30 - 49 cubic feet
METALFRIO | NG50CHC | Reach-in | 48.64 | 3.54 | Refrigerator glass door 30 - 49 cubic feet
TRUE | STA2R-2G-HC | Reach-in | 48.4 | 3.01 | Refrigerator glass door 30 - 49 cubic feet
TRUE | STG2R-2G-HC | Reach-in | 48.4 | 3.01 | Refrigerator glass door 30 - 49 cubic feet
TRUE | STR2R-2G-HC | Reach-in | 48.4 | 3.01 | Refrigerator glass door 30 - 49 cubic feet
Continental Refrigerator | 2RENGDHD | Reach-in | 48.3 | 3.45 | Refrigerator glass door 30 - 49 cubic feet
TRUE | STA2R-4HG-HC | Reach-in | 48.01 | 3.41 | Refrigerator glass door 30 - 49 cubic feet
TRUE | STG2R-4HG-HC | Reach-in | 48.01 | 3.41 | Refrigerator glass door 30 - 49 cubic feet
TRUE | STR2R-4HG-HC | Reach-in | 48.01 | 3.41 | Refrigerator glass door 30 - 49 cubic feet
Victory | VERS-2D-GD-HC********* | Reach-in | 46.88 | 3.55 | Refrigerator glass door 30 - 49 cubic feet
Victory | VERS-2D-HG-HC********* | Reach-in | 46.88 | 3.55 | Refrigerator glass door 30 - 49 cubic feet
Victory | VERSA-2D-GD-HC********* | Reach-in | 46.88 | 3.55 | Refrigerator glass door 30 - 49 cubic feet
Victory | VERSA-2D-HG-HC********* | Reach-in | 46.88 | 3.55 | Refrigerator glass door 30 - 49 cubic feet
METALFRIO | NG49CHC | Reach-in | 46.26 | 3.43 | Refrigerator glass door 30 - 49 cubic feet
Beverage-Air | HBR49HC-1**G**** | Reach-in | 46.15 | 3.21 | Refrigerator glass door 30 - 49 cubic feet
Beverage-Air | LV49HC-1********* | Reach-in | 46.15 | 3.21 | Refrigerator glass door 30 - 49 cubic feet
Turbo Air | TGM-50RS-N | Reach-in | 45.97 | 3.15 | Refrigerator glass door 30 - 49 cubic feet
Turbo Air | TGM-50RSB-N | Reach-in | 45.97 | 3.15 | Refrigerator glass door 30 - 49 cubic feet
Delfield | GAR2P-G********* | Reach-in | 45.85 | 2.86 | Refrigerator glass door 30 - 49 cubic feet
Delfield | GCR2P-G | Reach-in | 45.85 | 3.69 | Refrigerator glass door 30 - 49 cubic feet
Delfield | GAR2P-GH******** | Reach-in | 45.58 | 2.86 | Refrigerator glass door 30 - 49 cubic feet
Delfield | GCR2P-GH | Reach-in | 45.58 | 2.86 | Refrigerator glass door 30 - 49 cubic feet
Imbera | VRD50 HC CZ | Reach-in | 45.16 | 3.04 | Refrigerator glass door 30 - 49 cubic feet
Pro-Kold | VRD50 HC CZ | Reach-in | 45.16 | 3.04 | Refrigerator glass door 30 - 49 cubic feet
QBD | CD47FD-HC | Reach-in | 44.48 | 3.6 | Refrigerator glass door 30 - 49 cubic feet
TRUE | GDM-49-HC~FGD01 | Reach-in | 44.34 | 3.6 | Refrigerator glass door 30 - 49 cubic feet
TRUE | GDM-49-HC~TSL01 | Reach-in | 44.34 | 3.6 | Refrigerator glass door 30 - 49 cubic feet
TRUE | GDM-49FC-HC~FGD01 | Reach-in | 44.34 | 3.6 | Refrigerator glass door 30 - 49 cubic feet
TRUE | GDM-49FC-HC~TSL01 | Reach-in | 44.34 | 3.6 | Refrigerator glass door 30 - 49 cubic feet
Turbo Air | TGM-47SDHB-N | Reach-in | 44.22 | 2.8 | Refrigerator glass door 30 - 49 cubic feet
Turbo Air | TGM-47SDHV-N | Reach-in | 44.22 | 2.8 | Refrigerator glass door 30 - 49 cubic feet
Turbo Air | TGM-47SDHW-N | Reach-in | 44.22 | 2.8 | Refrigerator glass door 30 - 49 cubic feet
Turbo Air | TSR-49GSD-N | Reach-in | 44.14 | 2.99 | Refrigerator glass door 30 - 49 cubic feet
Beverage-Air | LV45HC-1********* | Reach-in | 44 | 3.38 | Refrigerator glass door 30 - 49 cubic feet
Kelvinator COMMERCIAL | KCHRI54R2GDR | Reach-in | 43.9 | 2.56 | Refrigerator glass door 30 - 49 cubic feet
Kelvinator COMMERCIAL | KCHRI54R4HGDR | Reach-in | 43.9 | 2.56 | Refrigerator glass door 30 - 49 cubic feet
Migali | C-49RM-HC | Reach-in | 43.8 | 3.6 | Refrigerator glass door 30 - 49 cubic feet
Continental Refrigerator | 2RNGD | Reach-in | 43.7 | 2.78 | Refrigerator glass door 30 - 49 cubic feet
TRUE | T-49-2-G-2-HC~FGD01 | Reach-in | 43.41 | 3.2 | Refrigerator glass door 30 - 49 cubic feet
TRUE | T-49G-4-HC~FGD01 | Reach-in | 43.41 | 3.2 | Refrigerator glass door 30 - 49 cubic feet
TRUE | T-49G-HC~FGD01 | Reach-in | 43.41 | 3.2 | Refrigerator glass door 30 - 49 cubic feet
TRUE | TS-49-2-G-2-HC~FGD01 | Reach-in | 43.41 | 3.2 | Refrigerator glass door 30 - 49 cubic feet
TRUE | TS-49G-4-HC~FGD01 | Reach-in | 43.41 | 3.2 | Refrigerator glass door 30 - 49 cubic feet
TRUE | TS-49G-HC~FGD01 | Reach-in | 43.41 | 3.2 | Refrigerator glass door 30 - 49 cubic feet
Kelvinator COMMERCIAL | KCHGM48R | Reach-in | 43.4 | 3.16 | Refrigerator glass door 30 - 49 cubic feet
AHT | MONTREAL XL EC PUSH 210 (U) NAM - R | Reach-in | 42.73 | 2.37 | Refrigerator glass door 30 - 49 cubic feet
U-Line | UCRE553-SG71A | Reach-in | 42.72 | 3.5 | Refrigerator glass door 30 - 49 cubic feet
Continental Refrigerator | 2RNGDHD | Reach-in | 42.6 | 3.21 | Refrigerator glass door 30 - 49 cubic feet
Avantco | 178Z2RGHC | Reach-in | 42.59 | 3.17 | Refrigerator glass door 30 - 49 cubic feet
Summit Commercial | SCR49SSG** | Reach-in | 42.24 | 3.15 | Refrigerator glass door 30 - 49 cubic feet
Summit Commercial | SCR49SSGLH** | Reach-in | 42.24 | 3.16 | Refrigerator glass door 30 - 49 cubic feet
TRUE | TSD-47G-HC-LD | Reach-in | 42.05 | 3.5 | Refrigerator glass door 30 - 49 cubic feet
Turbo Air | TGM-47SD*-N | Reach-in | 41.71 | 3.3 | Refrigerator glass door 30 - 49 cubic feet
Beverage-Air | MT53-1-SD[*] | Reach-in | 41.66 | 3.31 | Refrigerator glass door 30 - 49 cubic feet
Beverage-Air | MT53-1[*] | Reach-in | 41.66 | 3.29 | Refrigerator glass door 30 - 49 cubic feet
Imbera | VRD43 R2 | Reach-in | 41.66 | 3.29 | Refrigerator glass door 30 - 49 cubic feet
Imbera | VRD43 SD R2 | Reach-in | 41.66 | 3.31 | Refrigerator glass door 30 - 49 cubic feet
Pro-Kold | VC-49-H2-G2 | Reach-in | 41.66 | 3.29 | Refrigerator glass door 30 - 49 cubic feet
Polarman | PLM-54RGS | Reach-in | 41.6 | 1.24 | Refrigerator glass door 30 - 49 cubic feet
Delfield | 6051XL-G | Reach-in | 41.45 | 2.63 | Refrigerator glass door 30 - 49 cubic feet
Delfield | 6051XL-GH | Reach-in | 41.45 | 2.89 | Refrigerator glass door 30 - 49 cubic feet
TRUE | GDM-47-HC-LD | Reach-in | 41.35 | 3.48 | Refrigerator glass door 30 - 49 cubic feet
Avantco | 178A49RGHC | Reach-in | 41.3 | 3.35 | Refrigerator glass door 30 - 49 cubic feet
METALFRIO | NG44CHC | Reach-in | 41.18 | 3.34 | Refrigerator glass door 30 - 49 cubic feet
AHT | SYDNEY XL 210 NAM-R | Reach-in | 40.98 | 2.11 | Refrigerator glass door 30 - 49 cubic feet
Continental Refrigerator | 2RESNGD | Reach-in | 40.8 | 3.05 | Refrigerator glass door 30 - 49 cubic feet
Continental Refrigerator | D2RESNGD | Reach-in | 40.8 | 3.05 | Refrigerator glass door 30 - 49 cubic feet
Continental Refrigerator | 2RESNGDHD | Reach-in | 40.3 | 3.11 | Refrigerator glass door 30 - 49 cubic feet
Continental Refrigerator | D2RESNGDHD | Reach-in | 40.3 | 3.11 | Refrigerator glass door 30 - 49 cubic feet
Imbera | VRD44 HC CZ | Reach-in | 40.26 | 2.92 | Refrigerator glass door 30 - 49 cubic feet
Pro-Kold | VRD44 HC CZ | Reach-in | 40.26 | 2.92 | Refrigerator glass door 30 - 49 cubic feet
Kelvinator COMMERCIAL | KCHSGM48R | Reach-in | 40.1 | 3.37 | Refrigerator glass door 30 - 49 cubic feet
Delfield | CSR2NP-G | Reach-in | 39.76 | 2.39 | Refrigerator glass door 30 - 49 cubic feet
Delfield | GAR2NP-G******** | Reach-in | 39.76 | 2.66 | Refrigerator glass door 30 - 49 cubic feet
Delfield | CSR2NP-GH | Reach-in | 39.53 | 2.37 | Refrigerator glass door 30 - 49 cubic feet
Delfield | GAR2NP-GH******* | Reach-in | 39.53 | 2.37 | Refrigerator glass door 30 - 49 cubic feet
METALFRIO | NG43CHC | Reach-in | 39.14 | 3.27 | Refrigerator glass door 30 - 49 cubic feet
Beverage-Air | MT49-1-SD[*] | Reach-in | 39.03 | 3 | Refrigerator glass door 30 - 49 cubic feet
Imbera | VRD37 SD R2 | Reach-in | 39.03 | 3 | Refrigerator glass door 30 - 49 cubic feet
TRUE | GDM-45-HC-LD | Reach-in | 38.68 | 3.23 | Refrigerator glass door 30 - 49 cubic feet
TRUE | GDM-43-HC~FGD01 | Reach-in | 37.71 | 2.68 | Refrigerator glass door 30 - 49 cubic feet
TRUE | GDM-43-HC~TSL01 | Reach-in | 37.71 | 2.68 | Refrigerator glass door 30 - 49 cubic feet
METALFRIO | NG43CHCSD | Reach-in | 37.47 | 3.02 | Refrigerator glass door 30 - 49 cubic feet
Beverage-Air | MT49-1[*] | Reach-in | 37.42 | 3.12 | Refrigerator glass door 30 - 49 cubic feet
Imbera | VRD37 R2 | Reach-in | 37.42 | 3.12 | Refrigerator glass door 30 - 49 cubic feet
Pro-Kold | VC-43-H2-G2 | Reach-in | 37.42 | 3.12 | Refrigerator glass door 30 - 49 cubic feet
Turbo Air | TBB-4SGD-N | Reach-in | 37 | 2.85 | Refrigerator glass door 30 - 49 cubic feet
Continental Refrigerator | 2RSNGD | Reach-in | 36.5 | 2.82 | Refrigerator glass door 30 - 49 cubic feet
Continental Refrigerator | D2RSNGD | Reach-in | 36.5 | 2.82 | Refrigerator glass door 30 - 49 cubic feet
Turbo Air | TBB-4SG-N | Reach-in | 36.47 | 2.84 | Refrigerator glass door 30 - 49 cubic feet
Continental Refrigerator | 2RSNGDHD | Reach-in | 36 | 2.88 | Refrigerator glass door 30 - 49 cubic feet
Continental Refrigerator | D2RSNGDHD | Reach-in | 36 | 2.88 | Refrigerator glass door 30 - 49 cubic feet
Minus Forty | 43-UDGR-00-1C00*-*********** | Reach-in | 35.43 | 2.81 | Refrigerator glass door 30 - 49 cubic feet
Minus Forty | 43-UDGR-L1-1C00*-*********** | Reach-in | 35.43 | 2.81 | Refrigerator glass door 30 - 49 cubic feet
Minus Forty | 43-UDGR-X1-1C00*-*********** | Reach-in | 35.43 | 2.81 | Refrigerator glass door 30 - 49 cubic feet
Beverage-Air | HBR35HC-1*G********* | Reach-in | 35.4 | 2.6 | Refrigerator glass door 30 - 49 cubic feet
Beverage-Air | LV35HC-1********* | Reach-in | 35.4 | 2.6 | Refrigerator glass door 30 - 49 cubic feet
TRUE | GDM-41-HC-LD | Reach-in | 35.24 | 2.92 | Refrigerator glass door 30 - 49 cubic feet
METALFRIO | NG42CHC | Reach-in | 33.7 | 2.89 | Refrigerator glass door 30 - 49 cubic feet
AHT | PARIS 210 NAM-R | Reach-in | 32.25 | 1.81 | Refrigerator glass door 30 - 49 cubic feet
Imbera | VRD35 R2 | Reach-in | 32.12 | 2.56 | Refrigerator glass door 30 - 49 cubic feet
TRUE | GDM-37-HC-LD | Reach-in | 32.11 | 2.72 | Refrigerator glass door 30 - 49 cubic feet
Turbo Air | TJMR-30SDAB-N | Reach-in | 32.04 | 2.31 | Refrigerator glass door 30 - 49 cubic feet
Turbo Air | TJMR-30SDB-N | Reach-in | 32.04 | 2.31 | Refrigerator glass door 30 - 49 cubic feet
Turbo Air | TJMR-30SDW-N | Reach-in | 32.04 | 2.31 | Refrigerator glass door 30 - 49 cubic feet
Continental Refrigerator | D1RINGD | Reach-in | 32 | 2.61 | Refrigerator glass door 30 - 49 cubic feet
Turbo Air | TGM-35SDHB-N | Reach-in | 31.7 | 2.26 | Refrigerator glass door 30 - 49 cubic feet
Turbo Air | TGM-35SDHV-N | Reach-in | 31.7 | 2.26 | Refrigerator glass door 30 - 49 cubic feet
Turbo Air | TGM-35SDHW-N | Reach-in | 31.7 | 2.26 | Refrigerator glass door 30 - 49 cubic feet
TRUE | GDM-35-HC~FGD01 | Reach-in | 29.3 | 2.5 | Refrigerator glass door 15 - 29 cubic feet
TRUE | GDM-35-HC~TSL01 | Reach-in | 29.3 | 2.5 | Refrigerator glass door 15 - 29 cubic feet
Continental Refrigerator | D1RXNGD | Reach-in | 29.2 | 2.52 | Refrigerator glass door 15 - 29 cubic feet
Continental Refrigerator | D1RXNGDHD | Reach-in | 28.9 | 2.55 | Refrigerator glass door 15 - 29 cubic feet
Continental Refrigerator | 1RXNGD | Reach-in | 28.7 | 2.29 | Refrigerator glass door 15 - 29 cubic feet
TRUE | GDM-33-HC-LD | Reach-in | 28.67 | 2.4 | Refrigerator glass door 15 - 29 cubic feet
Continental Refrigerator | 1RXNGDHD | Reach-in | 28.4 | 2.46 | Refrigerator glass door 15 - 29 cubic feet
Turbo Air | TSR-35GSD-N | Reach-in | 27.5 | 2.37 | Refrigerator glass door 15 - 29 cubic feet
AHT | MALTA 185 NAM-R | Reach-in | 27.46 | 1.47 | Refrigerator glass door 15 - 29 cubic feet
Beverage-Air | MT34-1 | Reach-in | 26.12 | 2.26 | Refrigerator glass door 15 - 29 cubic feet
Imbera | G326 R2 | Reach-in | 26.12 | 2.26 | Refrigerator glass door 15 - 29 cubic feet
Beverage-Air | LV27HC-1********* | Reach-in | 25.88 | 2.06 | Refrigerator glass door 15 - 29 cubic feet
Imbera | VRD26 HC | Reach-in | 25.69 | 2.37 | Refrigerator glass door 15 - 29 cubic feet
Pro-Kold | VRD26 HC | Reach-in | 25.69 | 2.37 | Refrigerator glass door 15 - 29 cubic feet
Royal Vendors | RVCF-027 | Reach-in | 25.44 | 2.39 | Refrigerator glass door 15 - 29 cubic feet
Royal Vendors | RVCFH-027 | Reach-in | 25.44 | 2.39 | Refrigerator glass door 15 - 29 cubic feet
Everest Refrigeration | EMGR24 | Reach-in | 25.02 | 2.34 | Refrigerator glass door 15 - 29 cubic feet
Everest Refrigeration | EMGR24B | Reach-in | 25.02 | 2.34 | Refrigerator glass door 15 - 29 cubic feet
Everest Refrigeration | EMGR24C | Reach-in | 25.02 | 2.34 | Refrigerator glass door 15 - 29 cubic feet
METALFRIO | NG27CHC | Reach-in | 24.5 | 2.28 | Refrigerator glass door 15 - 29 cubic feet
QBD | CD26FDE-HC | Reach-in | 24.21 | 2.27 | Refrigerator glass door 15 - 29 cubic feet
QBD | CD26-HC | Reach-in | 23.67 | 2.28 | Refrigerator glass door 15 - 29 cubic feet
TRUE | GDM-26-HC~FGD01 | Reach-in | 23.21 | 1.92 | Refrigerator glass door 15 - 29 cubic feet
TRUE | GDM-26-HC~TSL01 | Reach-in | 23.21 | 1.92 | Refrigerator glass door 15 - 29 cubic feet
TRUE | GDM-26-HST-HC~FGD01 | Reach-in | 23.21 | 1.92 | Refrigerator glass door 15 - 29 cubic feet
TRUE | GDM-26-HST-HC~TSL01 | Reach-in | 23.21 | 1.92 | Refrigerator glass door 15 - 29 cubic feet
Beverage-Air | LV23HC-1********* | Reach-in | 23.1 | 2.18 | Refrigerator glass door 15 - 29 cubic feet
Continental Refrigerator | 1RXSNGD | Reach-in | 23 | 2.2 | Refrigerator glass door 15 - 29 cubic feet
Continental Refrigerator | D1RXSNGD | Reach-in | 23 | 2.2 | Refrigerator glass door 15 - 29 cubic feet
Turbo Air | TBB-3SG-N | Reach-in | 23 | 1.95 | Refrigerator glass door 15 - 29 cubic feet
Turbo Air | TBB-3SGD-N | Reach-in | 23 | 1.92 | Refrigerator glass door 15 - 29 cubic feet
TRUE | STA1R-1G | Reach-in | 22.86 | 2.21 | Refrigerator glass door 15 - 29 cubic feet
TRUE | STA1R-1G-HC | Reach-in | 22.86 | 1.74 | Refrigerator glass door 15 - 29 cubic feet
TRUE | STG1R-1G | Reach-in | 22.86 | 2.21 | Refrigerator glass door 15 - 29 cubic feet
TRUE | STG1R-1G-HC | Reach-in | 22.86 | 1.74 | Refrigerator glass door 15 - 29 cubic feet
TRUE | STR1R-1G | Reach-in | 22.86 | 2.21 | Refrigerator glass door 15 - 29 cubic feet
TRUE | STR1R-1G-HC | Reach-in | 22.86 | 1.74 | Refrigerator glass door 15 - 29 cubic feet
Continental Refrigerator | 1RXSNGDHD | Reach-in | 22.7 | 2.21 | Refrigerator glass door 15 - 29 cubic feet
Continental Refrigerator | D1RXSNGDHD | Reach-in | 22.7 | 2.21 | Refrigerator glass door 15 - 29 cubic feet
TRUE | STA1R-1HG/1HS | Reach-in | 22.33 | 2.11 | Refrigerator glass door 15 - 29 cubic feet
TRUE | STG1R-1HG/1HS | Reach-in | 22.33 | 2.11 | Refrigerator glass door 15 - 29 cubic feet
TRUE | STR1R-1HG/1HS | Reach-in | 22.33 | 2.11 | Refrigerator glass door 15 - 29 cubic feet
METALFRIO | NG26CHC | Reach-in | 22.2 | 2 | Refrigerator glass door 15 - 29 cubic feet
Minus Forty | 22-USGR-F1-1C00*-*********** | Reach-in | 21.83 | 2.06 | Refrigerator glass door 15 - 29 cubic feet
Minus Forty | 22-USGR-F2-1C00*-*********** | Reach-in | 21.83 | 2.06 | Refrigerator glass door 15 - 29 cubic feet
Continental Refrigerator | D1RENGD | Reach-in | 21.8 | 1.87 | Refrigerator glass door 15 - 29 cubic feet
Kelvinator COMMERCIAL | KCHGM26R | Reach-in | 21.6 | 1.73 | Refrigerator glass door 15 - 29 cubic feet
Continental Refrigerator | D1RENGDHD | Reach-in | 21.5 | 2.1 | Refrigerator glass door 15 - 29 cubic feet
Minus Forty | 22-USGR-00-1C00*-*********** | Reach-in | 21.5 | 1.85 | Refrigerator glass door 15 - 29 cubic feet
Minus Forty | 22-USGR-L2-1C00*-*********** | Reach-in | 21.5 | 1.85 | Refrigerator glass door 15 - 29 cubic feet
Minus Forty | 22-USGR-X1-1C00*-*********** | Reach-in | 21.5 | 1.85 | Refrigerator glass door 15 - 29 cubic feet
Delfield | GAR1P-GH******** | Reach-in | 21.46 | 2.04 | Refrigerator glass door 15 - 29 cubic feet
Delfield | GCR1P-GH | Reach-in | 21.46 | 2.04 | Refrigerator glass door 15 - 29 cubic feet
Continental Refrigerator | 1RENGD | Reach-in | 21.4 | 2.06 | Refrigerator glass door 15 - 29 cubic feet
Fogel | VR-26-HC | Reach-in | 21.34 | 1.81 | Refrigerator glass door 15 - 29 cubic feet
Hoshizaki | RM-26-HC | Reach-in | 21.34 | 1.81 | Refrigerator glass door 15 - 29 cubic feet
Summit Commercial | ACR261*** | Reach-in | 21.34 | 1.81 | Refrigerator glass door 15 - 29 cubic feet
Summit Commercial | SCRR261G*** | Reach-in | 21.34 | 1.81 | Refrigerator glass door 15 - 29 cubic feet
Avantco | 178Z1RGHC | Reach-in | 21.26 | 2.09 | Refrigerator glass door 15 - 29 cubic feet
Continental Refrigerator | 1RENGDHD | Reach-in | 21.2 | 2.13 | Refrigerator glass door 15 - 29 cubic feet
Kelvinator COMMERCIAL | KCHBB72G | Reach-in | 20.8 | 2.04 | Refrigerator glass door 15 - 29 cubic feet
Turbo Air | TBB-24-72SGD-N | Reach-in | 20.62 | 2.04 | Refrigerator glass door 15 - 29 cubic feet
TRUE | GDM-23-HC~FGD01 | Reach-in | 20.55 | 1.95 | Refrigerator glass door 15 - 29 cubic feet
TRUE | GDM-23-HC~TSL01 | Reach-in | 20.55 | 1.95 | Refrigerator glass door 15 - 29 cubic feet
TRUE | GDM-23-HST-HC~FGD01 | Reach-in | 20.55 | 1.95 | Refrigerator glass door 15 - 29 cubic feet
TRUE | GDM-23-HST-HC~TSL01 | Reach-in | 20.55 | 1.95 | Refrigerator glass door 15 - 29 cubic feet
TRUE | GDM-23FC-HC~FGD01 | Reach-in | 20.55 | 1.95 | Refrigerator glass door 15 - 29 cubic feet
TRUE | GDM-23FC-HC~TSL01 | Reach-in | 20.55 | 1.95 | Refrigerator glass door 15 - 29 cubic feet
TRUE | GDM-23W-HC~FGD01 | Reach-in | 20.55 | 1.95 | Refrigerator glass door 15 - 29 cubic feet
TRUE | GDM-23W-HC~TSL01 | Reach-in | 20.55 | 1.95 | Refrigerator glass door 15 - 29 cubic feet
TRUE | GDM-23-2-HC-LD | Reach-in | 20.41 | 1.84 | Refrigerator glass door 15 - 29 cubic feet
KUTANO | KUTG DM 1** | Reach-in | 20.31 | 1.8 | Refrigerator glass door 15 - 29 cubic feet
TRUE | T-23G-HC~FGD01 | Reach-in | 20.25 | 1.49 | Refrigerator glass door 15 - 29 cubic feet
TRUE | TS-23G-HC~FGD01 | Reach-in | 20.25 | 1.49 | Refrigerator glass door 15 - 29 cubic feet
Turbo Air | TSR-23GSD-N6 | Reach-in | 20 | 1.64 | Refrigerator glass door 15 - 29 cubic feet
TRUE | T-23G-2-HC~FGD01 | Reach-in | 19.68 | 1.41 | Refrigerator glass door 15 - 29 cubic feet
TRUE | TS-23G-2-HC~FGD01 | Reach-in | 19.68 | 1.41 | Refrigerator glass door 15 - 29 cubic feet
TRUE | FLM-27~TSL01 | Reach-in | 19.54 | 1.86 | Refrigerator glass door 15 - 29 cubic feet
Summit Commercial | SCR23SSG** | Reach-in | 19.53 | 1.74 | Refrigerator glass door 15 - 29 cubic feet
Summit Commercial | SCR23SSGLH** | Reach-in | 19.53 | 1.74 | Refrigerator glass door 15 - 29 cubic feet
Turbo Air | TGM-23SD*-N6 | Reach-in | 19.4 | 1.85 | Refrigerator glass door 15 - 29 cubic feet
Turbo Air | TGM-23SDB-N6-L | Reach-in | 19.4 | 1.85 | Refrigerator glass door 15 - 29 cubic feet
Turbo Air | TGM-23SDV-N6-L | Reach-in | 19.4 | 1.85 | Refrigerator glass door 15 - 29 cubic feet
Turbo Air | TGM-23SDW-N6-L | Reach-in | 19.4 | 1.85 | Refrigerator glass door 15 - 29 cubic feet
Continental Refrigerator | D1RNGD | Reach-in | 19.3 | 1.99 | Refrigerator glass door 15 - 29 cubic feet
Continental Refrigerator | D1RNGDHD | Reach-in | 19.3 | 2.01 | Refrigerator glass door 15 - 29 cubic feet
Beverage-Air | MT23-1[*] | Reach-in | 19.2 | 1.8 | Refrigerator glass door 15 - 29 cubic feet
Imbera | G319 R2 SZ | Reach-in | 19.2 | 2.02 | Refrigerator glass door 15 - 29 cubic feet
Pro-Kold | VC-23-H2-G1 | Reach-in | 19.2 | 1.8 | Refrigerator glass door 15 - 29 cubic feet
Imbera | G319 R2 KM | Reach-in | 19.18 | 1.85 | Refrigerator glass door 15 - 29 cubic feet
Migali | C-23RM-HC | Reach-in | 19.1 | 1.72 | Refrigerator glass door 15 - 29 cubic feet
Turbo Air | TGM-23SDHB-N6 | Reach-in | 19.02 | 1.88 | Refrigerator glass door 15 - 29 cubic feet
Turbo Air | TGM-23SDHB-N6-L | Reach-in | 19.02 | 1.88 | Refrigerator glass door 15 - 29 cubic feet
Turbo Air | TGM-23SDHV-N6 | Reach-in | 19.02 | 1.88 | Refrigerator glass door 15 - 29 cubic feet
Turbo Air | TGM-23SDHV-N6-L | Reach-in | 19.02 | 1.88 | Refrigerator glass door 15 - 29 cubic feet
Turbo Air | TGM-23SDHW-N6 | Reach-in | 19.02 | 1.88 | Refrigerator glass door 15 - 29 cubic feet
Turbo Air | TGM-23SDHW-N6-L | Reach-in | 19.02 | 1.88 | Refrigerator glass door 15 - 29 cubic feet
Kelvinator COMMERCIAL | KCHRI25R1GDR | Reach-in | 19 | 2.04 | Refrigerator glass door 15 - 29 cubic feet
Kelvinator COMMERCIAL | KCHRI25R1GDR | Reach-in | 19 | 2.04 | Refrigerator glass door 15 - 29 cubic feet
Kelvinator COMMERCIAL | KCHRI27R1GDR | Reach-in | 19 | 1.54 | Refrigerator glass door 15 - 29 cubic feet
Kelvinator COMMERCIAL | KCHRI27R2HGDR | Reach-in | 19 | 1.54 | Refrigerator glass door 15 - 29 cubic feet
Turbo Air | TBB-2SG-N | Reach-in | 19 | 1.82 | Refrigerator glass door 15 - 29 cubic feet
Turbo Air | TBB-2SGD-N | Reach-in | 19 | 2.01 | Refrigerator glass door 15 - 29 cubic feet
Turbo Air | TBB-2SGSD-N | Reach-in | 19 | 2.01 | Refrigerator glass door 15 - 29 cubic feet
Continental Refrigerator | 1RNGD | Reach-in | 18.97 | 1.84 | Refrigerator glass door 15 - 29 cubic feet
Continental Refrigerator | 1RESNGDHD | Reach-in | 18.9 | 2.01 | Refrigerator glass door 15 - 29 cubic feet
Continental Refrigerator | D1RESNGDHD | Reach-in | 18.9 | 2.01 | Refrigerator glass door 15 - 29 cubic feet
Delfield | 6025XL-G | Reach-in | 18.9 | 1.6 | Refrigerator glass door 15 - 29 cubic feet
Delfield | 6025XL-GH | Reach-in | 18.86 | 1.7 | Refrigerator glass door 15 - 29 cubic feet
Continental Refrigerator | 1RESNGD | Reach-in | 18.8 | 1.84 | Refrigerator glass door 15 - 29 cubic feet
Continental Refrigerator | D1RESNGD | Reach-in | 18.8 | 1.84 | Refrigerator glass door 15 - 29 cubic feet
Turbo Air | JUR-72-G-N | Reach-in | 18.74 | 1.97 | Refrigerator glass door 15 - 29 cubic feet
Continental Refrigerator | 1RNGDHD | Reach-in | 18.6 | 1.66 | Refrigerator glass door 15 - 29 cubic feet
Beverage-Air | LV17HC-1-*** | Reach-in | 18.49 | 1.84 | Refrigerator glass door 15 - 29 cubic feet
Minus Forty | 19-USGR-00-1C00*-*********** | Reach-in | 18.39 | 1.72 | Refrigerator glass door 15 - 29 cubic feet
Minus Forty | 19-USGR-L2-1C00*-*********** | Reach-in | 18.39 | 1.72 | Refrigerator glass door 15 - 29 cubic feet
Minus Forty | 19-USGR-X1-1C00*-*********** | Reach-in | 18.39 | 1.72 | Refrigerator glass door 15 - 29 cubic feet
Polarman | PLM-27RGS | Reach-in | 18.1 | 0.9 | Refrigerator glass door 15 - 29 cubic feet
Beverage-Air | HBR19HC-1*G********* | Reach-in | 17.87 | 1.98 | Refrigerator glass door 15 - 29 cubic feet
Beverage-Air | LV19HC-1********* | Reach-in | 17.87 | 1.98 | Refrigerator glass door 15 - 29 cubic feet
Delfield | GAR1NP-GH******* | Reach-in | 17.87 | 1.98 | Refrigerator glass door 15 - 29 cubic feet
Imbera | VRD41 SD 54HC | Reach-in | 17.1 | 1.71 | Refrigerator glass door 15 - 29 cubic feet
Perlick | CC30B-2-*** | Reach-in | 16.93 | 1.8 | Refrigerator glass door 15 - 29 cubic feet
Perlick | CC30W-2-*** | Reach-in | 16.93 | 1.8 | Refrigerator glass door 15 - 29 cubic feet
Perlick | CC30D-2-*** | Reach-in | 16.92 | 1.9 | Refrigerator glass door 15 - 29 cubic feet
Imbera | VRD21 R2 | Reach-in | 16.77 | 1.83 | Refrigerator glass door 15 - 29 cubic feet
Kelvinator COMMERCIAL | KCHBB60G | Reach-in | 16.6 | 1.88 | Refrigerator glass door 15 - 29 cubic feet
TRUE | GDM-41SL-60-HC-LD | Reach-in | 16.5 | 1.85 | Refrigerator glass door 15 - 29 cubic feet
Turbo Air | TBB-24-60SG-N | Reach-in | 16.46 | 1.78 | Refrigerator glass door 15 - 29 cubic feet
Turbo Air | TBB-24-60SGD-N | Reach-in | 16.46 | 1.83 | Refrigerator glass door 15 - 29 cubic feet
Turbo Air | TBB-24-60SGSD-N | Reach-in | 16.46 | 1.83 | Refrigerator glass door 15 - 29 cubic feet
TRUE | GDM-19T-HC~FGD01 | Reach-in | 16.45 | 1.91 | Refrigerator glass door 15 - 29 cubic feet
TRUE | GDM-19T-HC~TSL01 | Reach-in | 16.45 | 1.91 | Refrigerator glass door 15 - 29 cubic feet
Liebherr | BCDv 4613 | Reach-in | 16.3 | 1.84 | Refrigerator glass door 15 - 29 cubic feet
Summit Commercial | ACR1818*** | Reach-in | 16.26 | 1.47 | Refrigerator glass door 15 - 29 cubic feet
Summit Commercial | SCR1802G*** | Reach-in | 16.26 | 1.47 | Refrigerator glass door 15 - 29 cubic feet
Display Source Alliance | Dula48 | Reach-in | 16.09 | 1.76 | Refrigerator glass door 15 - 29 cubic feet
Imbera | EVC19 HC | Reach-in | 16.09 | 1.76 | Refrigerator glass door 15 - 29 cubic feet
Imbera | EVC19 R2 | Reach-in | 16.09 | 1.76 | Refrigerator glass door 15 - 29 cubic feet
Fogel | V-513 | Reach-in | 15.62 | 1.79 | Refrigerator glass door 15 - 29 cubic feet
TRUE | GDM-35SL-RF-HC-LD | Reach-in | 15.5 | 1.72 | Refrigerator glass door 15 - 29 cubic feet
Fogel | VR-17-RE | Reach-in | 15.46 | 1.75 | Refrigerator glass door 15 - 29 cubic feet
TRUE | T-19G-HC~FGD01 | Reach-in | 15.29 | 1.4 | Refrigerator glass door 15 - 29 cubic feet
Summit Commercial | SCR1400W | Reach-in | 15.2 | 1.88 | Refrigerator glass door 15 - 29 cubic feet
TRUE | GDM-14RF-HC-LD | Reach-in | 15.09 | 1.18 | Refrigerator glass door 15 - 29 cubic feet
Continental Refrigerator | 1RSNGD | Reach-in | 14.7 | 1.6 | Refrigerator glass door < 15 cubic feet
Continental Refrigerator | D1RSNGD | Reach-in | 14.7 | 1.6 | Refrigerator glass door < 15 cubic feet
Turbo Air | TGM-15SDHB-N | Reach-in | 14.7 | 1.42 | Refrigerator glass door < 15 cubic feet
Turbo Air | TGM-15SDHB-N6 | Reach-in | 14.7 | 1.42 | Refrigerator glass door < 15 cubic feet
Turbo Air | TGM-15SDHV-N | Reach-in | 14.7 | 1.42 | Refrigerator glass door < 15 cubic feet
Turbo Air | TGM-15SDHV-N6 | Reach-in | 14.7 | 1.42 | Refrigerator glass door < 15 cubic feet
Turbo Air | TGM-15SDHW-N | Reach-in | 14.7 | 1.42 | Refrigerator glass door < 15 cubic feet
Turbo Air | TGM-15SDHW-N6 | Reach-in | 14.7 | 1.42 | Refrigerator glass door < 15 cubic feet
Turbo Air | JUR-60-G-N | Reach-in | 14.58 | 1.78 | Refrigerator glass door < 15 cubic feet
TRUE | GDM-41C-48-HC-LD | Reach-in | 14.48 | 1.57 | Refrigerator glass door < 15 cubic feet
Turbo Air | TGM-15SD*-N6 | Reach-in | 14.43 | 1.64 | Refrigerator glass door < 15 cubic feet
Continental Refrigerator | 1RSNGDHD | Reach-in | 14.4 | 1.63 | Refrigerator glass door < 15 cubic feet
Continental Refrigerator | D1RSNGDHD | Reach-in | 14.4 | 1.63 | Refrigerator glass door < 15 cubic feet
TRUE | GDM-41SL-54-HC-LD | Reach-in | 14.1 | 1.74 | Refrigerator glass door < 15 cubic feet
Continental Refrigerator | 1RSENGD | Reach-in | 13.8 | 1.55 | Refrigerator glass door < 15 cubic feet
Continental Refrigerator | D1RSENGD | Reach-in | 13.8 | 1.5 | Refrigerator glass door < 15 cubic feet
Continental Refrigerator | 1RSENGDHD | Reach-in | 13.6 | 1.58 | Refrigerator glass door < 15 cubic feet
Continental Refrigerator | D1RSENGDHD | Reach-in | 13.6 | 1.63 | Refrigerator glass door < 15 cubic feet
Imbera | VRD41 SD 48HC | Reach-in | 13.44 | 1.62 | Refrigerator glass door < 15 cubic feet
Display Source Alliance | Dula36s | Reach-in | 13.32 | 1.6 | Refrigerator glass door < 15 cubic feet
Imbera | EVC14 HC | Reach-in | 13.32 | 1.6 | Refrigerator glass door < 15 cubic feet
Perlick | CC24B-2-*** | Reach-in | 13 | 1.6 | Refrigerator glass door < 15 cubic feet
Perlick | CC24W-2-*** | Reach-in | 13 | 1.6 | Refrigerator glass door < 15 cubic feet
Display Source Alliance | Dula30 | Reach-in | 12.78 | 1.37 | Refrigerator glass door < 15 cubic feet
Imbera | EVC12 HC | Reach-in | 12.78 | 1.37 | Refrigerator glass door < 15 cubic feet
TRUE | T-15-1-G-1-HC-LD | Reach-in | 12.76 | 1.12 | Refrigerator glass door < 15 cubic feet
Economy Series | EUR48A | Reach-in | 12.09 | 1.22 | Refrigerator glass door < 15 cubic feet
Beverage-Air | LV12HC-1********* | Reach-in | 12.06 | 1.47 | Refrigerator glass door < 15 cubic feet
Imbera | VR13 CZ R6 | Reach-in | 11.72 | 1.53 | Refrigerator glass door < 15 cubic feet
QBD | CD12-HC | Reach-in | 11.62 | 1.36 | Refrigerator glass door < 15 cubic feet
METALFRIO | NG13CHC | Reach-in | 11.6 | 1.26 | Refrigerator glass door < 15 cubic feet
Beverage-Air | MT12-1[*] | Reach-in | 11.5 | 1.46 | Refrigerator glass door < 15 cubic feet
Pro-Kold | VC-12-H2-G1 | Reach-in | 11.5 | 1.46 | Refrigerator glass door < 15 cubic feet
TRUE | T-12G-HC~FGD01 | Reach-in | 11.33 | 1.17 | Refrigerator glass door < 15 cubic feet
TRUE | GDM-12-HC~FGD01 | Reach-in | 11.31 | 1.27 | Refrigerator glass door < 15 cubic feet
TRUE | GDM-12FC-HC-LD | Reach-in | 11.31 | 1.27 | Refrigerator glass door < 15 cubic feet
TRUE | GDM-12FC-HC~TSL01 | Reach-in | 11.31 | 1.27 | Refrigerator glass door < 15 cubic feet
Avanti | CBC113G0WG | Reach-in | 11.3 | 1.38 | Refrigerator glass door < 15 cubic feet
Continental Refrigerator | 1RSESNGD | Reach-in | 11.3 | 1.42 | Refrigerator glass door < 15 cubic feet
Continental Refrigerator | D1RSESNGD | Reach-in | 11.3 | 1.48 | Refrigerator glass door < 15 cubic feet
METALFRIO | NG12CHC | Reach-in | 11.29 | 1.17 | Refrigerator glass door < 15 cubic feet
Minus Forty | 13-USGR-00-1C00*-*********** | Reach-in | 11.24 | 1.37 | Refrigerator glass door < 15 cubic feet
Minus Forty | 13-USGR-L2-1C00*-*********** | Reach-in | 11.24 | 1.37 | Refrigerator glass door < 15 cubic feet
Minus Forty | 13-USGR-X1-1C00*-*********** | Reach-in | 11.24 | 1.37 | Refrigerator glass door < 15 cubic feet
Haier | SC-328H | Reach-in | 10.7 | 1.41 | Refrigerator glass door < 15 cubic feet
Fogel | VR-12-HC | Reach-in | 10.68 | 1.27 | Refrigerator glass door < 15 cubic feet
Turbo Air | JUR-48-G-N | Reach-in | 10.66 | 1.44 | Refrigerator glass door < 15 cubic feet
QBD | CD10-58-HC | Reach-in | 10.55 | 1.33 | Refrigerator glass door < 15 cubic feet
Imbera | VR09 CC R2 | Reach-in | 10.31 | 1.36 | Refrigerator glass door < 15 cubic feet
TRUE | GDM-10-58-HC~TSL01 | Reach-in | 10.31 | 1.39 | Refrigerator glass door < 15 cubic feet
Turbo Air | TGM-12SDB-N6 | Reach-in | 10.19 | 1.31 | Refrigerator glass door < 15 cubic feet
Turbo Air | TGM-12SDV-N6 | Reach-in | 10.19 | 1.31 | Refrigerator glass door < 15 cubic feet
Turbo Air | TGM-12SDW-N6 | Reach-in | 10.19 | 1.31 | Refrigerator glass door < 15 cubic feet
Imbera | VR10-58 R2 | Reach-in | 10.14 | 1.33 | Refrigerator glass door < 15 cubic feet
QBD | PC8-HC | Reach-in | 9.67 | 1.3 | Refrigerator glass door < 15 cubic feet
QBD | CD10-HC | Reach-in | 9.65 | 1.27 | Refrigerator glass door < 15 cubic feet
Beverage-Air | LV10HC-1-******** | Reach-in | 9.6 | 1.31 | Refrigerator glass door < 15 cubic feet
METALFRIO | NG11CHC | Reach-in | 9.5 | 1.14 | Refrigerator glass door < 15 cubic feet
Avanti | CFC83Q0WG-R | Reach-in | 9.48 | 0.5 | Refrigerator glass door < 15 cubic feet
Beverage-Air | MT10-1[*] | Reach-in | 9.43 | 1.24 | Refrigerator glass door < 15 cubic feet
Imbera | VR10 R2 | Reach-in | 9.43 | 1.24 | Refrigerator glass door < 15 cubic feet
Imbera | VR10 R6 | Reach-in | 9.43 | 1.31 | Refrigerator glass door < 15 cubic feet
ACCUCOLD | ACR1151* | Reach-in | 9.36 | 1.3 | Refrigerator glass door < 15 cubic feet
METALFRIO | NG10CHC | Reach-in | 9.2 | 1 | Refrigerator glass door < 15 cubic feet
TRUE | GDM-10-HC~FGD01 | Reach-in | 9.2 | 1.18 | Refrigerator glass door < 15 cubic feet
Minus Forty | 10-USGR-00-1C00*-*********** | Reach-in | 9.15 | 1.19 | Refrigerator glass door < 15 cubic feet
Minus Forty | 10-USGR-X1-1C00*-*********** | Reach-in | 9.15 | 1.19 | Refrigerator glass door < 15 cubic feet
Fogel | VR-10-HC | Reach-in | 8.74 | 1.1 | Refrigerator glass door < 15 cubic feet
Hoshizaki | RM-10-HC | Reach-in | 8.74 | 1.1 | Refrigerator glass door < 15 cubic feet
Haier | SC-258H | Reach-in | 8.5 | 1.15 | Refrigerator glass door < 15 cubic feet
Turbo Air | TGM-10SD*-N6 | Reach-in | 8.12 | 1.12 | Refrigerator glass door < 15 cubic feet
METALFRIO | NG9CHC | Reach-in | 8 | 1.11 | Refrigerator glass door < 15 cubic feet
Beverage-Air | MT08-1[*] | Reach-in | 7.69 | 1.15 | Refrigerator glass door < 15 cubic feet
Imbera | VR08 R6 | Reach-in | 7.69 | 1.15 | Refrigerator glass door < 15 cubic feet
Fogel | VR-9-HC-US | Reach-in | 7.23 | 1.1 | Refrigerator glass door < 15 cubic feet
Display Source Alliance | Lina24S | Reach-in | 7.2 | 0.8 | Refrigerator glass door < 15 cubic feet
Imbera | EVC7.5 HC | Reach-in | 7.2 | 0.8 | Refrigerator glass door < 15 cubic feet
TRUE | GDM-07-HC~FGD01 | Reach-in | 6.69 | 1.01 | Refrigerator glass door < 15 cubic feet
TRUE | GDM-07-HC~TSL01 | Reach-in | 6.69 | 1.01 | Refrigerator glass door < 15 cubic feet
TRUE | GDM-07-S-HC~TSL01 | Reach-in | 6.69 | 1.01 | Refrigerator glass door < 15 cubic feet
TRUE | GDM-08-HC~TSL01 | Reach-in | 6.66 | 1.05 | Refrigerator glass door < 15 cubic feet
METALFRIO | NG6CHC | Reach-in | 6.47 | 0.98 | Refrigerator glass door < 15 cubic feet
Economy Series | EUR27A | Reach-in | 6.33 | 0.86 | Refrigerator glass door < 15 cubic feet
Turbo Air | TGM-7SDB-N6 | Reach-in | 6.2 | 0.92 | Refrigerator glass door < 15 cubic feet
Turbo Air | TGM-7SDV-N6 | Reach-in | 6.2 | 0.92 | Refrigerator glass door < 15 cubic feet
Turbo Air | TGM-7SDW-N6 | Reach-in | 6.2 | 0.92 | Refrigerator glass door < 15 cubic feet
Beverage-Air | CT96HC-1-********** | Reach-in | 5.9 | 0.91 | Refrigerator glass door < 15 cubic feet
METALFRIO | NG5CHC | Reach-in | 5.82 | 0.99 | Refrigerator glass door < 15 cubic feet
TRUE | GDM-05-HC-LD | Reach-in | 5.43 | 0.87 | Refrigerator glass door < 15 cubic feet
TRUE | GDM-05-HC~FGD01 | Reach-in | 5.43 | 0.87 | Refrigerator glass door < 15 cubic feet
TRUE | GDM-05-HC~TSL01 | Reach-in | 5.43 | 0.87 | Refrigerator glass door < 15 cubic feet
TRUE | GDM-05-S-HC-LD | Reach-in | 5.43 | 0.87 | Refrigerator glass door < 15 cubic feet
TRUE | GDM-05-S-HC~FGD01 | Reach-in | 5.43 | 0.87 | Refrigerator glass door < 15 cubic feet
TRUE | GDM-06-34-HC~TSL01 | Reach-in | 5.35 | 0.86 | Refrigerator glass door < 15 cubic feet
U-Line | UCRE524-SG32A | Reach-in | 5.2 | 0.9 | Refrigerator glass door < 15 cubic feet
U-Line | UCRE524-SG33A | Reach-in | 5.2 | 0.9 | Refrigerator glass door < 15 cubic feet
U-Line | UCRE524-SG33B | Reach-in | 5.2 | 0.9 | Refrigerator glass door < 15 cubic feet
U-Line | UCWC524-SG32A | Reach-in | 5.2 | 0.9 | Refrigerator glass door < 15 cubic feet
U-Line | UCWC524-SG33A | Reach-in | 5.2 | 0.9 | Refrigerator glass door < 15 cubic feet
Imbera | VR06 R6 | Reach-in | 5.1 | 0.91 | Refrigerator glass door < 15 cubic feet
Summit Commercial | SCR610BL | Reach-in | 5.07 | 0.84 | Refrigerator glass door < 15 cubic feet
TRUE | GDM-06-34-HC~FGD01 | Reach-in | 5.05 | 0.86 | Refrigerator glass door < 15 cubic feet
TRUE | GDM-06-34-HC~TSL01-EXT TOP | Reach-in | 5.05 | 0.86 | Refrigerator glass door < 15 cubic feet
METALFRIO | NG4CHC | Reach-in | 4.66 | 0.87 | Refrigerator glass door < 15 cubic feet
Turbo Air | TGM-5SD*-N6 | Reach-in | 4.45 | 0.8 | Refrigerator glass door < 15 cubic feet
Turbo Air | TGM-5R-N6 | Reach-in | 4.16 | 0.6 | Refrigerator glass door < 15 cubic feet
Summit Commercial | SCR450*/SCR500* | Reach-in | 4.1 | 0.8 | Refrigerator glass door < 15 cubic feet
Imbera | VRS11 HC | Reach-in | 4 | 0.79 | Refrigerator glass door < 15 cubic feet
Display Source Alliance | Santi22 | Reach-in | 3.92 | 0.78 | Refrigerator glass door < 15 cubic feet
Imbera | EVC04 R6 | Reach-in | 3.92 | 0.78 | Refrigerator glass door < 15 cubic feet
Fogel | HR24-GL | Reach-in | 3.9 | 0.65 | Refrigerator glass door < 15 cubic feet
Hoshizaki | HR24C | Reach-in | 3.87 | 0.64 | Refrigerator glass door < 15 cubic feet
U-Line | UCRE515-SG32A | Reach-in | 3.7 | 0.72 | Refrigerator glass door < 15 cubic feet
U-Line | UCRE515-SG33A | Reach-in | 3.7 | 0.72 | Refrigerator glass door < 15 cubic feet
U-Line | UCRE518-SG32A | Reach-in | 3.7 | 0.75 | Refrigerator glass door < 15 cubic feet
U-Line | UCRE518-SG33A | Reach-in | 3.7 | 0.75 | Refrigerator glass door < 15 cubic feet
U-Line | UCWC515-SG32A | Reach-in | 3.7 | 0.72 | Refrigerator glass door < 15 cubic feet
U-Line | UCWC515-SG33A | Reach-in | 3.7 | 0.72 | Refrigerator glass door < 15 cubic feet
U-Line | UCWC518-SG32A | Reach-in | 3.7 | 0.75 | Refrigerator glass door < 15 cubic feet
U-Line | UCWC518-SG33A | Reach-in | 3.7 | 0.75 | Refrigerator glass door < 15 cubic feet
Avanti | CF35T0WG-R | Reach-in | 3.51 | 0.3 | Refrigerator glass door < 15 cubic feet
Summit Commercial | SCR489OS | Reach-in | 3.21 | 0.6 | Refrigerator glass door < 15 cubic feet
KERONG | BC-89 | Reach-in | 3.13 | 0.65 | Refrigerator glass door < 15 cubic feet
KERONG | KWS-34F | Reach-in | 3.13 | 0.65 | Refrigerator glass door < 15 cubic feet
Summit Commercial | BAR19 | Reach-in | 3.13 | 0.65 | Refrigerator glass door < 15 cubic feet
Summit Commercial | BAR191S | Reach-in | 3.13 | 0.65 | Refrigerator glass door < 15 cubic feet
Summit Commercial | BC193S | Reach-in | 3.13 | 0.65 | Refrigerator glass door < 15 cubic feet
Summit Commercial | BC89 | Reach-in | 3.13 | 0.65 | Refrigerator glass door < 15 cubic feet
Summit Commercial | SCR1931 | Reach-in | 3.13 | 0.65 | Refrigerator glass door < 15 cubic feet
Summit Commercial | SPR489OS | Reach-in | 3.13 | 0.65 | Refrigerator glass door < 15 cubic feet
Turbo Air | TGM-5.1R-N6 | Reach-in | 2.44 | 0.51 | Refrigerator glass door < 15 cubic feet
Summit Commercial | SCR314L | Reach-in | 2.15 | 0.64 | Refrigerator glass door < 15 cubic feet

## Solid Door Refrigerators
Company | Model Number | Style Type | Total Volume (cu. ft.) | Daily Energy Use (kWh) | Size/Type
Norlake | NR803**S/0X | Reach-in | 79.85 | 3.51 | Refrigerator solid door >=50 cubic feet
Norlake | NR806**S/0X | Reach-in | 79.52 | 3.36 | Refrigerator solid door >=50 cubic feet
Traulsen | AHT332WUT-FHS-eS | Reach-in | 77.45 | 3.56 | Refrigerator solid door >=50 cubic feet
Traulsen | RHT332WUT-FHS-eS | Reach-in | 77.45 | 3.56 | Refrigerator solid door >=50 cubic feet
Traulsen | AHT332WUT-HHS-eS | Reach-in | 77.26 | 3.56 | Refrigerator solid door >=50 cubic feet
Traulsen | RHT332WUT-HHS-eS | Reach-in | 77.26 | 3.56 | Refrigerator solid door >=50 cubic feet
Continental Refrigerator | 3REN | Reach-in | 77 | 3.04 | Refrigerator solid door >=50 cubic feet
Continental Refrigerator | 3RENHD | Reach-in | 75.7 | 3.13 | Refrigerator solid door >=50 cubic feet
Turbo Air | PRO-77-6R-N | Reach-in | 75.04 | 2.99 | Refrigerator solid door >=50 cubic feet
Turbo Air | PRO-77R-N | Reach-in | 75.04 | 2.99 | Refrigerator solid door >=50 cubic feet
Traulsen | G30010 | Reach-in | 69.35 | 3.38 | Refrigerator solid door >=50 cubic feet
Traulsen | G30010-032 | Reach-in | 69.35 | 3.38 | Refrigerator solid door >=50 cubic feet
Traulsen | G30011 | Reach-in | 69.35 | 3.38 | Refrigerator solid door >=50 cubic feet
Traulsen | G30011-032 | Reach-in | 69.35 | 3.38 | Refrigerator solid door >=50 cubic feet
Traulsen | G30012 | Reach-in | 69.35 | 3.38 | Refrigerator solid door >=50 cubic feet
Traulsen | G30012-032 | Reach-in | 69.35 | 3.38 | Refrigerator solid door >=50 cubic feet
Traulsen | G30013 | Reach-in | 69.35 | 3.38 | Refrigerator solid door >=50 cubic feet
Traulsen | G30013-032 | Reach-in | 69.35 | 3.38 | Refrigerator solid door >=50 cubic feet
Traulsen | G30000 | Reach-in | 69.15 | 3.37 | Refrigerator solid door >=50 cubic feet
Traulsen | G30000-032 | Reach-in | 69.15 | 3.37 | Refrigerator solid door >=50 cubic feet
Traulsen | G30001 | Reach-in | 69.15 | 3.37 | Refrigerator solid door >=50 cubic feet
Traulsen | G30001-032 | Reach-in | 69.15 | 3.37 | Refrigerator solid door >=50 cubic feet
Traulsen | G30002 | Reach-in | 69.15 | 3.37 | Refrigerator solid door >=50 cubic feet
Traulsen | G30002-032 | Reach-in | 69.15 | 3.37 | Refrigerator solid door >=50 cubic feet
Traulsen | G30003 | Reach-in | 69.15 | 3.37 | Refrigerator solid door >=50 cubic feet
Traulsen | G30003-032 | Reach-in | 69.15 | 3.37 | Refrigerator solid door >=50 cubic feet
Continental Refrigerator | 3RN | Reach-in | 68.4 | 2.98 | Refrigerator solid door >=50 cubic feet
Continental Refrigerator | 3RNHD | Reach-in | 67.6 | 3.1 | Refrigerator solid door >=50 cubic feet
Blue Air | BSR72-HC | Reach-in | 66.52 | 2.94 | Refrigerator solid door >=50 cubic feet
Chumart | CM-81R | Reach-in | 66.01 | 1.65 | Refrigerator solid door >=50 cubic feet
Polarman | PLM-81R | Reach-in | 66.01 | 1.65 | Refrigerator solid door >=50 cubic feet
Kelvinator COMMERCIAL | KCHRI81R3DR | Reach-in | 66 | 2.03 | Refrigerator solid door >=50 cubic feet
Turbo Air | M3R72-3-N | Reach-in | 65.88 | 2.35 | Refrigerator solid door >=50 cubic feet
Turbo Air | M3R72-6-N | Reach-in | 65.88 | 2.35 | Refrigerator solid door >=50 cubic feet
Migali | C-3R-HC | Reach-in | 64.88 | 2.4 | Refrigerator solid door >=50 cubic feet
Turbo Air | TSR-72SD-N | Reach-in | 64.1 | 2.33 | Refrigerator solid door >=50 cubic feet
Summit Commercial | SCRR722** | Reach-in | 60.84 | 2.44 | Refrigerator solid door >=50 cubic feet
Summit Commercial | SCRR722LH** | Reach-in | 60.84 | 2.44 | Refrigerator solid door >=50 cubic feet
Continental Refrigerator | 3RSN | Reach-in | 55.6 | 2.97 | Refrigerator solid door >=50 cubic feet
Norlake | NR522**S/0X | Reach-in | 51.45 | 2.98 | Refrigerator solid door >=50 cubic feet
TRUE | TG2R-2S-HC | Reach-in | 50.59 | 2.65 | Refrigerator solid door >=50 cubic feet
Traulsen | AHT232WUT-FHS-eS | Reach-in | 50.53 | 2.95 | Refrigerator solid door >=50 cubic feet
Traulsen | RHT232WUT-FHS-eS | Reach-in | 50.53 | 2.95 | Refrigerator solid door >=50 cubic feet
Traulsen | AHT232WUT-HHS-eS | Reach-in | 50.4 | 2.94 | Refrigerator solid door >=50 cubic feet
Traulsen | RHT232WUT-HHS-eS | Reach-in | 50.4 | 2.94 | Refrigerator solid door >=50 cubic feet
Continental Refrigerator | D2REN | Reach-in | 49.1 | 2.42 | Refrigerator solid door 30 - 49 cubic feet
Continental Refrigerator | D2RENHD | Reach-in | 48.7 | 2.51 | Refrigerator solid door 30 - 49 cubic feet
Turbo Air | PRO-50-4R-N | Reach-in | 48.7 | 2.43 | Refrigerator solid door 30 - 49 cubic feet
Turbo Air | PRO-50R-N | Reach-in | 48.7 | 2.43 | Refrigerator solid door 30 - 49 cubic feet
Continental Refrigerator | 2REN | Reach-in | 48.64 | 2.06 | Refrigerator solid door 30 - 49 cubic feet
Continental Refrigerator | 2RENHD | Reach-in | 48.33 | 2.25 | Refrigerator solid door 30 - 49 cubic feet
Imbera | VC31-H2S2 | Reach-in | 47.6 | 2.51 | Refrigerator solid door 30 - 49 cubic feet
Pro-Kold | VC31-H2S2 | Reach-in | 47.6 | 2.51 | Refrigerator solid door 30 - 49 cubic feet
Hoshizaki | CR2S-HS | Reach-in | 47 | 2.3 | Refrigerator solid door 30 - 49 cubic feet
TRUE | STA2R-2S-HC | Reach-in | 46.86 | 2.23 | Refrigerator solid door 30 - 49 cubic feet
TRUE | STG2R-2S-HC | Reach-in | 46.86 | 2.23 | Refrigerator solid door 30 - 49 cubic feet
TRUE | STR2R-2S-HC | Reach-in | 46.86 | 2.23 | Refrigerator solid door 30 - 49 cubic feet
Delfield | GAR2P-SH******** | Reach-in | 45.58 | 2.48 | Refrigerator solid door 30 - 49 cubic feet
Delfield | GCR2P-SH | Reach-in | 45.58 | 2.48 | Refrigerator solid door 30 - 49 cubic feet
KUTANO | KUTR2SS** | Reach-in | 45.4 | 1.84 | Refrigerator solid door 30 - 49 cubic feet
Victory | VERS-2D-HD-HC********* | Reach-in | 45.2 | 2.57 | Refrigerator solid door 30 - 49 cubic feet
Victory | VERS-2D-SD-HC********* | Reach-in | 45.2 | 2.57 | Refrigerator solid door 30 - 49 cubic feet
Victory | VERSA-2D-HD-HC********* | Reach-in | 45.2 | 2.57 | Refrigerator solid door 30 - 49 cubic feet
Victory | VERSA-2D-SD-HC********* | Reach-in | 45.2 | 2.57 | Refrigerator solid door 30 - 49 cubic feet
Avantco | 447AP49R | Reach-in | 44.85 | 1.84 | Refrigerator solid door 30 - 49 cubic feet
Continental Refrigerator | D2RN | Reach-in | 44.1 | 2.16 | Refrigerator solid door 30 - 49 cubic feet
Continental Refrigerator | D2RNHD | Reach-in | 43.7 | 2.23 | Refrigerator solid door 30 - 49 cubic feet
COTLIN | WX-49CR | Reach-in | 43.5 | 1.48 | Refrigerator solid door 30 - 49 cubic feet
US Refrigeration | USBV-48R | Reach-in | 43.46 | 2.34 | Refrigerator solid door 30 - 49 cubic feet
Continental Refrigerator | 2RN | Reach-in | 43.45 | 2.13 | Refrigerator solid door 30 - 49 cubic feet
ECEVT | ST54BR | Reach-in | 43.4 | 1.86 | Refrigerator solid door 30 - 49 cubic feet
FERUEO | ST54BR | Reach-in | 43.4 | 1.86 | Refrigerator solid door 30 - 49 cubic feet
Freezlabs | ST54BR | Reach-in | 43.4 | 1.86 | Refrigerator solid door 30 - 49 cubic feet
LCEKY | ST54BR | Reach-in | 43.4 | 1.86 | Refrigerator solid door 30 - 49 cubic feet
Primoris | FB49R | Reach-in | 43.4 | 2.34 | Refrigerator solid door 30 - 49 cubic feet
TRUE | T-49-HC | Reach-in | 43.26 | 2.57 | Refrigerator solid door 30 - 49 cubic feet
TRUE | TS-49-HC | Reach-in | 43.26 | 2.57 | Refrigerator solid door 30 - 49 cubic feet
Continental Refrigerator | 2RNHD | Reach-in | 43.03 | 2.15 | Refrigerator solid door 30 - 49 cubic feet
Continental Refrigerator | RA118N | Reach-in | 43 | 1.91 | Refrigerator solid door 30 - 49 cubic feet
Valiance by Hoshizaki | VR2A-FS | Reach-in | 43 | 1.48 | Refrigerator solid door 30 - 49 cubic feet
Blue Air | BSR49T-HC | Reach-in | 42.85 | 1.65 | Refrigerator solid door 30 - 49 cubic feet
Blue Air | BSR49T-HC_V1 | Reach-in | 42.85 | 2.21 | Refrigerator solid door 30 - 49 cubic feet
Blue Air | BSR49-HC_V1 | Reach-in | 42.7 | 2.05 | Refrigerator solid door 30 - 49 cubic feet
Blue Air | BSR49-HC | Reach-in | 42.69 | 2.58 | Refrigerator solid door 30 - 49 cubic feet
Turbo Air | TSR-49SD-N6 | Reach-in | 42.69 | 1.37 | Refrigerator solid door 30 - 49 cubic feet
Avantco | 178Z2RHC | Reach-in | 42.59 | 1.81 | Refrigerator solid door 30 - 49 cubic feet
Avantco | 178Z2R4K | Reach-in | 42.34 | 1.88 | Refrigerator solid door 30 - 49 cubic feet
RefrigerationX | XR47-2-N6 | Reach-in | 42.27 | 1.61 | Refrigerator solid door 30 - 49 cubic feet
Turbo Air | ER47-2-N6-V | Reach-in | 42.27 | 1.61 | Refrigerator solid door 30 - 49 cubic feet
Turbo Air | XBR47-2-N6 | Reach-in | 42.27 | 1.61 | Refrigerator solid door 30 - 49 cubic feet
Turbo Air | XR47-2-N6 | Reach-in | 42.27 | 1.61 | Refrigerator solid door 30 - 49 cubic feet
Summit Commercial | SCRR492** | Reach-in | 42.24 | 1.83 | Refrigerator solid door 30 - 49 cubic feet
Summit Commercial | SCRR492LH** | Reach-in | 42.24 | 1.83 | Refrigerator solid door 30 - 49 cubic feet
Migali | C-2R-HC | Reach-in | 42.18 | 2.06 | Refrigerator solid door 30 - 49 cubic feet
Turbo Air | ER47-2-N | Reach-in | 42.1 | 2.42 | Refrigerator solid door 30 - 49 cubic feet
Turbo Air | ER47-4-N | Reach-in | 42.1 | 2.42 | Refrigerator solid door 30 - 49 cubic feet
Turbo Air | M3R47-2-N | Reach-in | 42.1 | 1.65 | Refrigerator solid door 30 - 49 cubic feet
Turbo Air | M3R47-4-N | Reach-in | 42.1 | 1.65 | Refrigerator solid door 30 - 49 cubic feet
US Refrigeration | USTV-48R | Reach-in | 41.99 | 2.34 | Refrigerator solid door 30 - 49 cubic feet
Atosa | MBF8011GR | Reach-in | 41.92 | 2.06 | Refrigerator solid door 30 - 49 cubic feet
Chumart | CM-54R | Reach-in | 41.61 | 1.24 | Refrigerator solid door 30 - 49 cubic feet
Polarman | PLM-54RS | Reach-in | 41.61 | 1.24 | Refrigerator solid door 30 - 49 cubic feet
Kelvinator COMMERCIAL | KCHRI54R2DRE | Reach-in | 41.6 | 1.36 | Refrigerator solid door 30 - 49 cubic feet
Kelvinator COMMERCIAL | KCHRI54R4HDR | Reach-in | 41.6 | 1.36 | Refrigerator solid door 30 - 49 cubic feet
Delfield | 6051XL-S | Reach-in | 41.44 | 1.91 | Refrigerator solid door 30 - 49 cubic feet
Avantco | CFD-2RR | Reach-in | 41.4 | 2 | Refrigerator solid door 30 - 49 cubic feet
Delfield | 6051XL-SH | Reach-in | 41.37 | 2.2 | Refrigerator solid door 30 - 49 cubic feet
Main Street | 829BMR49R | Reach-in | 41.33 | 2.36 | Refrigerator solid door 30 - 49 cubic feet
Avantco | 178A49RHC | Reach-in | 41.32 | 2.21 | Refrigerator solid door 30 - 49 cubic feet
Avantco | 178SS2RHC | Reach-in | 41.32 | 2.21 | Refrigerator solid door 30 - 49 cubic feet
Summit Commercial | SCRR491 | Reach-in | 41.3 | 2.07 | Refrigerator solid door 30 - 49 cubic feet
Continental Refrigerator | D2RESN | Reach-in | 41.1 | 2.14 | Refrigerator solid door 30 - 49 cubic feet
Turbo Air | TSR-49SD | Reach-in | 41.1 | 2.45 | Refrigerator solid door 30 - 49 cubic feet
Fresh Town Co Ltd | FRB-49RS | Reach-in | 40.93 | 2.14 | Refrigerator solid door 30 - 49 cubic feet
Continental Refrigerator | 2RESN | Reach-in | 40.75 | 2.11 | Refrigerator solid door 30 - 49 cubic feet
Continental Refrigerator | D2RESNHD | Reach-in | 40.7 | 2.23 | Refrigerator solid door 30 - 49 cubic feet
Continental Refrigerator | 2RESNHD | Reach-in | 40.42 | 2.22 | Refrigerator solid door 30 - 49 cubic feet
Everest Refrigeration | EBSR2 | Reach-in | 40.03 | 2.41 | Refrigerator solid door 30 - 49 cubic feet
Turbo Air | PRO-26R-RI-N | Reach-in | 39.91 | 1.83 | Refrigerator solid door 30 - 49 cubic feet
Delfield | CSR2NP-S | Reach-in | 39.76 | 2.08 | Refrigerator solid door 30 - 49 cubic feet
Delfield | GAR2NP-S******** | Reach-in | 39.76 | 2.13 | Refrigerator solid door 30 - 49 cubic feet
Delfield | CSR2NP-SH | Reach-in | 39.53 | 2.09 | Refrigerator solid door 30 - 49 cubic feet
Delfield | GAR2NP-SH******* | Reach-in | 39.53 | 2.09 | Refrigerator solid door 30 - 49 cubic feet
FWE | URS-20 | Reach-in | 38.7 | 1.94 | Refrigerator solid door 30 - 49 cubic feet
FWE | URS-20-GN | Reach-in | 38.7 | 1.94 | Refrigerator solid door 30 - 49 cubic feet
JonesZylon | JZRR-144 | Reach-in | 38.7 | 1.94 | Refrigerator solid door 30 - 49 cubic feet
JonesZylon | JZRR-144-RH | Reach-in | 38.7 | 1.94 | Refrigerator solid door 30 - 49 cubic feet
JonesZylon | JZRR-144HD | Reach-in | 38.7 | 1.94 | Refrigerator solid door 30 - 49 cubic feet
JonesZylon | JZRR-144HD-RH | Reach-in | 38.7 | 1.94 | Refrigerator solid door 30 - 49 cubic feet
Summit Commercial | ACRR432L*** | Reach-in | 38.61 | 2.1 | Refrigerator solid door 30 - 49 cubic feet
Summit Commercial | SCRR432*** | Reach-in | 38.61 | 2.1 | Refrigerator solid door 30 - 49 cubic feet
FWE | R-60 | Reach-in | 38.52 | 1.94 | Refrigerator solid door 30 - 49 cubic feet
Delfield | CSRRI1P-S | Reach-in | 37.66 | 2.27 | Refrigerator solid door 30 - 49 cubic feet
Delfield | GARRI1P-S******* | Reach-in | 37.66 | 2.32 | Refrigerator solid door 30 - 49 cubic feet
Continental Refrigerator | D2RSN | Reach-in | 37.1 | 2.05 | Refrigerator solid door 30 - 49 cubic feet
Continental Refrigerator | D2RSNHD | Reach-in | 36.7 | 2.08 | Refrigerator solid door 30 - 49 cubic feet
Turbo Air | TBB-4SBD-N | Reach-in | 36.47 | 1.84 | Refrigerator solid door 30 - 49 cubic feet
Turbo Air | TCB-4SB-N | Reach-in | 36.47 | 1.53 | Refrigerator solid door 30 - 49 cubic feet
Turbo Air | TCB-4SBD-N | Reach-in | 36.47 | 1.68 | Refrigerator solid door 30 - 49 cubic feet
Turbo Air | TCB-4SD-N | Reach-in | 36.47 | 1.53 | Refrigerator solid door 30 - 49 cubic feet
Turbo Air | TCB-4SDD-N | Reach-in | 36.47 | 1.68 | Refrigerator solid door 30 - 49 cubic feet
Continental Refrigerator | 2RSN | Reach-in | 36.45 | 1.88 | Refrigerator solid door 30 - 49 cubic feet
Continental Refrigerator | 2RSNHD | Reach-in | 36.02 | 1.96 | Refrigerator solid door 30 - 49 cubic feet
Beverage-Air | HBR35HC-1*S********* | Reach-in | 35.4 | 1.68 | Refrigerator solid door 30 - 49 cubic feet
Continental Refrigerator | RA93N | Reach-in | 33.3 | 1.7 | Refrigerator solid door 30 - 49 cubic feet
FWE | URS-16 | Reach-in | 31.88 | 1.94 | Refrigerator solid door 30 - 49 cubic feet
FWE | URS-16-GN | Reach-in | 31.88 | 1.94 | Refrigerator solid door 30 - 49 cubic feet
JonesZylon | JZR-192-XL | Reach-in | 31.88 | 1.9 | Refrigerator solid door 30 - 49 cubic feet
Turbo Air | TBD-4SB-N | Reach-in | 29.64 | 1.76 | Refrigerator solid door 15 - 29 cubic feet
Turbo Air | TBD-4SBD-N | Reach-in | 29.64 | 1.81 | Refrigerator solid door 15 - 29 cubic feet
Turbo Air | TBD-4SD-N | Reach-in | 29.64 | 1.76 | Refrigerator solid door 15 - 29 cubic feet
Turbo Air | TBD-4SDD-N | Reach-in | 29.64 | 1.81 | Refrigerator solid door 15 - 29 cubic feet
Turbo Air | TSR-35SD-N6 | Reach-in | 29.19 | 1.45 | Refrigerator solid door 15 - 29 cubic feet
Continental Refrigerator | D1RXN | Reach-in | 29.17 | 1.75 | Refrigerator solid door 15 - 29 cubic feet
FWE | RBQ-96 | Reach-in | 29.14 | 1.41 | Refrigerator solid door 15 - 29 cubic feet
Turbo Air | TSR-35SD-N | Reach-in | 29 | 1.66 | Refrigerator solid door 15 - 29 cubic feet
Continental Refrigerator | D1RXNHD | Reach-in | 28.87 | 1.8 | Refrigerator solid door 15 - 29 cubic feet
Polarman | PLM-35RS | Reach-in | 28.71 | 1.13 | Refrigerator solid door 15 - 29 cubic feet
Continental Refrigerator | 1RXN | Reach-in | 28.66 | 1.71 | Refrigerator solid door 15 - 29 cubic feet
JonesZylon | JZRR-120 | Reach-in | 28.52 | 1.41 | Refrigerator solid door 15 - 29 cubic feet
JonesZylon | JZRR-120HD | Reach-in | 28.52 | 1.41 | Refrigerator solid door 15 - 29 cubic feet
Continental Refrigerator | 2RSEN | Reach-in | 28.38 | 1.86 | Refrigerator solid door 15 - 29 cubic feet
Continental Refrigerator | 1RXNHD | Reach-in | 28.36 | 1.74 | Refrigerator solid door 15 - 29 cubic feet
JonesZylon | JZR-168-XL | Reach-in | 28.18 | 1.41 | Refrigerator solid door 15 - 29 cubic feet
JonesZylon | JZR-168 | Reach-in | 27.42 | 1.41 | Refrigerator solid door 15 - 29 cubic feet
TRUE | TG1R-1S-HC | Reach-in | 27.33 | 1.28 | Refrigerator solid door 15 - 29 cubic feet
Turbo Air | PRO-26-2R-N | Reach-in | 25.4 | 1.58 | Refrigerator solid door 15 - 29 cubic feet
Turbo Air | PRO-26R-N | Reach-in | 25.4 | 1.58 | Refrigerator solid door 15 - 29 cubic feet
Turbo Air | TCB-3SB-N6 | Reach-in | 25.4 | 1.13 | Refrigerator solid door 15 - 29 cubic feet
Turbo Air | TCB-3SBD-N6 | Reach-in | 25.4 | 1.24 | Refrigerator solid door 15 - 29 cubic feet
Turbo Air | TCB-3SD-N6 | Reach-in | 25.4 | 1.13 | Refrigerator solid door 15 - 29 cubic feet
Turbo Air | TCB-3SDD-N6 | Reach-in | 25.4 | 1.24 | Refrigerator solid door 15 - 29 cubic feet
FWE | PTST-0911-56-1520-16HR | Reach-in | 23.6 | 1.41 | Refrigerator solid door 15 - 29 cubic feet
JonesZylon | JZHR-40-HC | Reach-in | 23.6 | 1.41 | Refrigerator solid door 15 - 29 cubic feet
TRUE | TDD-3-HC | Reach-in | 23.54 | 1.42 | Refrigerator solid door 15 - 29 cubic feet
TRUE | TDD-3-S-HC | Reach-in | 23.54 | 1.42 | Refrigerator solid door 15 - 29 cubic feet
TRUE | TDD-3CT-HC | Reach-in | 23.54 | 1.42 | Refrigerator solid door 15 - 29 cubic feet
TRUE | TDD-3CT-S-HC | Reach-in | 23.54 | 1.42 | Refrigerator solid door 15 - 29 cubic feet
Imbera | RIB23-HC-B1 | Reach-in | 23.4 | 1.34 | Refrigerator solid door 15 - 29 cubic feet
TRUE | STA1R-1S-HC | Reach-in | 23.35 | 1.34 | Refrigerator solid door 15 - 29 cubic feet
TRUE | STG1R-1S-HC | Reach-in | 23.35 | 1.34 | Refrigerator solid door 15 - 29 cubic feet
TRUE | STR1R-1S-HC | Reach-in | 23.35 | 1.34 | Refrigerator solid door 15 - 29 cubic feet
Hoshizaki | R1A-FS*** | Reach-in | 23.11 | 1.25 | Refrigerator solid door 15 - 29 cubic feet
Hoshizaki | R1A-HS*** | Reach-in | 23.11 | 1.25 | Refrigerator solid door 15 - 29 cubic feet
Turbo Air | TBB-3SB-N6 | Reach-in | 23 | 1.59 | Refrigerator solid door 15 - 29 cubic feet
Turbo Air | TBB-3SBD-N6 | Reach-in | 23 | 1.36 | Refrigerator solid door 15 - 29 cubic feet
Continental Refrigerator | RA68N | Reach-in | 22.9 | 1.53 | Refrigerator solid door 15 - 29 cubic feet
Continental Refrigerator | 1RXSN | Reach-in | 22.63 | 1.5 | Refrigerator solid door 15 - 29 cubic feet
Continental Refrigerator | D1RXSN | Reach-in | 22.36 | 1.43 | Refrigerator solid door 15 - 29 cubic feet
Continental Refrigerator | 1RXSNHD | Reach-in | 22.06 | 1.47 | Refrigerator solid door 15 - 29 cubic feet
Continental Refrigerator | D1RXSNHD | Reach-in | 22.06 | 1.47 | Refrigerator solid door 15 - 29 cubic feet
TRUE | STA1R-2HS-HC | Reach-in | 22 | 1.34 | Refrigerator solid door 15 - 29 cubic feet
TRUE | STG1R-2HS-HC | Reach-in | 22 | 1.34 | Refrigerator solid door 15 - 29 cubic feet
TRUE | STR1R-2HS-HC | Reach-in | 22 | 1.34 | Refrigerator solid door 15 - 29 cubic feet
RefrigerationX | XR24-1-N6 | Reach-in | 21.94 | 1.08 | Refrigerator solid door 15 - 29 cubic feet
Turbo Air | ER24-1-N6-V | Reach-in | 21.94 | 1.08 | Refrigerator solid door 15 - 29 cubic feet
Turbo Air | XBR24-1-N6 | Reach-in | 21.94 | 1.08 | Refrigerator solid door 15 - 29 cubic feet
Turbo Air | XR24-1-N6 | Reach-in | 21.94 | 1.08 | Refrigerator solid door 15 - 29 cubic feet
Continental Refrigerator | D1REN | Reach-in | 21.8 | 1.21 | Refrigerator solid door 15 - 29 cubic feet
Turbo Air | M3R24-1-N | Reach-in | 21.7 | 0.94 | Refrigerator solid door 15 - 29 cubic feet
Turbo Air | M3R24-2-N | Reach-in | 21.7 | 0.94 | Refrigerator solid door 15 - 29 cubic feet
Migali | C-1R-HC | Reach-in | 21.4 | 1.27 | Refrigerator solid door 15 - 29 cubic feet
Continental Refrigerator | 1REN | Reach-in | 21.38 | 1.4 | Refrigerator solid door 15 - 29 cubic feet
Avantco | 178Z1RHC | Reach-in | 21.26 | 1.48 | Refrigerator solid door 15 - 29 cubic feet
Everest Refrigeration | ESR1 | Reach-in | 21.24 | 1.37 | Refrigerator solid door 15 - 29 cubic feet
Turbo Air | TBD-3S*D-N6 | Reach-in | 21.19 | 1.34 | Refrigerator solid door 15 - 29 cubic feet
Turbo Air | TBD-3SBD-N | Reach-in | 21.19 | 1.5 | Refrigerator solid door 15 - 29 cubic feet
Turbo Air | TBD-3SDD-N | Reach-in | 21.19 | 1.5 | Refrigerator solid door 15 - 29 cubic feet
Avantco | 178Z1R2A | Reach-in | 21.14 | 1.4 | Refrigerator solid door 15 - 29 cubic feet
Continental Refrigerator | 1RENHD | Reach-in | 21.11 | 1.46 | Refrigerator solid door 15 - 29 cubic feet
Turbo Air | TBD-2SB | Reach-in | 20.9 | 1.4 | Refrigerator solid door 15 - 29 cubic feet
Turbo Air | TBD-2SD | Reach-in | 20.9 | 1.4 | Refrigerator solid door 15 - 29 cubic feet
Turbo Air | TCB-2SB-N6 | Reach-in | 20.9 | 1.33 | Refrigerator solid door 15 - 29 cubic feet
Turbo Air | TCB-2SBD-N6 | Reach-in | 20.9 | 1.23 | Refrigerator solid door 15 - 29 cubic feet
Turbo Air | TCB-2SD-N6 | Reach-in | 20.9 | 1.33 | Refrigerator solid door 15 - 29 cubic feet
Turbo Air | TCB-2SDD-N6 | Reach-in | 20.9 | 1.23 | Refrigerator solid door 15 - 29 cubic feet
Hoshizaki | CR1S-HS* | Reach-in | 20.8 | 1.47 | Refrigerator solid door 15 - 29 cubic feet
FWE | URS-10-GN | Reach-in | 20.75 | 1.27 | Refrigerator solid door 15 - 29 cubic feet
FWE | URS-10-GND | Reach-in | 20.75 | 1.27 | Refrigerator solid door 15 - 29 cubic feet
FWE | URS-10-GNP | Reach-in | 20.75 | 1.27 | Refrigerator solid door 15 - 29 cubic feet
FWE | URS-10-GNS | Reach-in | 20.75 | 1.27 | Refrigerator solid door 15 - 29 cubic feet
Turbo Air | TBB-24-72SBD-N6 | Reach-in | 20.62 | 1.39 | Refrigerator solid door 15 - 29 cubic feet
Avantco | 178A23RHC | Reach-in | 20.6 | 1.37 | Refrigerator solid door 15 - 29 cubic feet
Avantco | 178SS1RHC | Reach-in | 20.6 | 1.37 | Refrigerator solid door 15 - 29 cubic feet
Avantco | CFD-1RR | Reach-in | 20.6 | 1.2 | Refrigerator solid door 15 - 29 cubic feet
Main Street | 829BMR23R | Reach-in | 20.6 | 1.28 | Refrigerator solid door 15 - 29 cubic feet
OMCAN INC | RE-CN-0021-HC | Reach-in | 20.6 | 1.17 | Refrigerator solid door 15 - 29 cubic feet
Summit Commercial | SCRR231 | Reach-in | 20.6 | 1.01 | Refrigerator solid door 15 - 29 cubic feet
TRUE | T-23-HC | Reach-in | 20.26 | 1.2 | Refrigerator solid door 15 - 29 cubic feet
TRUE | TS-23-HC | Reach-in | 20.26 | 1.2 | Refrigerator solid door 15 - 29 cubic feet
Avantco | 447AP23R | Reach-in | 20.16 | 1 | Refrigerator solid door 15 - 29 cubic feet
TRUE | T-23-2-HC | Reach-in | 20.13 | 1.36 | Refrigerator solid door 15 - 29 cubic feet
TRUE | TS-23-2-HC | Reach-in | 20.13 | 1.36 | Refrigerator solid door 15 - 29 cubic feet
KUTANO | KUTR1SS** | Reach-in | 20.08 | 1.04 | Refrigerator solid door 15 - 29 cubic feet
FWE | URS-10 | Reach-in | 19.71 | 1.27 | Refrigerator solid door 15 - 29 cubic feet
FWE | URS-10D | Reach-in | 19.71 | 1.27 | Refrigerator solid door 15 - 29 cubic feet
FWE | URS-10P | Reach-in | 19.71 | 1.27 | Refrigerator solid door 15 - 29 cubic feet
FWE | URS-10S | Reach-in | 19.71 | 1.27 | Refrigerator solid door 15 - 29 cubic feet
Summit Commercial | SCRR232** | Reach-in | 19.53 | 1.03 | Refrigerator solid door 15 - 29 cubic feet
Summit Commercial | SCRR232LH** | Reach-in | 19.53 | 1.03 | Refrigerator solid door 15 - 29 cubic feet
Utility Refrigerator | R-30-SS-1S-N-C | Reach-in | 19.45 | 1.41 | Refrigerator solid door 15 - 29 cubic feet
Master-Bilt | MBR23-SH | Reach-in | 19.44 | 1.37 | Refrigerator solid door 15 - 29 cubic feet
Master-Bilt | R23-SH | Reach-in | 19.44 | 1.37 | Refrigerator solid door 15 - 29 cubic feet
Norlake | NLR23-SH | Reach-in | 19.44 | 1.37 | Refrigerator solid door 15 - 29 cubic feet
Norlake | R23-SH | Reach-in | 19.44 | 1.37 | Refrigerator solid door 15 - 29 cubic feet
JonesZylon | JZR-10UBT | Reach-in | 19.34 | 1.27 | Refrigerator solid door 15 - 29 cubic feet
JonesZylon | JZR-10UBTD | Reach-in | 19.34 | 1.27 | Refrigerator solid door 15 - 29 cubic feet
Continental Refrigerator | D1RN | Reach-in | 19.3 | 1.39 | Refrigerator solid door 15 - 29 cubic feet
Turbo Air | TSR-23SD-N6 | Reach-in | 19.3 | 0.79 | Refrigerator solid door 15 - 29 cubic feet
Turbo Air | TSR-23SD-N6-L | Reach-in | 19.3 | 0.79 | Refrigerator solid door 15 - 29 cubic feet
Continental Refrigerator | D1RNHD | Reach-in | 19.25 | 1.24 | Refrigerator solid door 15 - 29 cubic feet
Continental Refrigerator | RA60N | Reach-in | 19.2 | 1.29 | Refrigerator solid door 15 - 29 cubic feet
Continental Refrigerator | D1RESN | Reach-in | 19.19 | 1.36 | Refrigerator solid door 15 - 29 cubic feet
FWE | UHRS-0912-1216-48 | Reach-in | 19.13 | 1.27 | Refrigerator solid door 15 - 29 cubic feet
FWE | UHRS-10P | Reach-in | 19.13 | 1.27 | Refrigerator solid door 15 - 29 cubic feet
Valiance by Hoshizaki | VR1A-FS | Reach-in | 19.1 | 0.96 | Refrigerator solid door 15 - 29 cubic feet
Blue Air | BSR23T-HC | Reach-in | 19.04 | 1.06 | Refrigerator solid door 15 - 29 cubic feet
FWE | UHRS-10 | Reach-in | 19.01 | 1.27 | Refrigerator solid door 15 - 29 cubic feet
Turbo Air | TBB-2SBD-N6 | Reach-in | 19 | 1.28 | Refrigerator solid door 15 - 29 cubic feet
Turbo Air | TBB-2SSD-N6 | Reach-in | 19 | 1.28 | Refrigerator solid door 15 - 29 cubic feet
Continental Refrigerator | 1RN | Reach-in | 18.97 | 1.28 | Refrigerator solid door 15 - 29 cubic feet
Delfield | 6025XL-S | Reach-in | 18.9 | 1.18 | Refrigerator solid door 15 - 29 cubic feet
Blue Air | BSR23-HC | Reach-in | 18.89 | 0.85 | Refrigerator solid door 15 - 29 cubic feet
Continental Refrigerator | 1RESN | Reach-in | 18.79 | 1.27 | Refrigerator solid door 15 - 29 cubic feet
Delfield | 6025XL-SH | Reach-in | 18.7 | 1.32 | Refrigerator solid door 15 - 29 cubic feet
RefrigerationX | XR19-1-N6 | Reach-in | 18.46 | 0.94 | Refrigerator solid door 15 - 29 cubic feet
Turbo Air | ER19-1-N6-V | Reach-in | 18.46 | 0.94 | Refrigerator solid door 15 - 29 cubic feet
Turbo Air | XR19-1-N6 | Reach-in | 18.46 | 0.94 | Refrigerator solid door 15 - 29 cubic feet
Fresh Town Co Ltd | FRB-23RS | Reach-in | 18.22 | 1.25 | Refrigerator solid door 15 - 29 cubic feet
Kelvinator COMMERCIAL | KCHRI25R1DRE | Reach-in | 18.2 | 1.11 | Refrigerator solid door 15 - 29 cubic feet
Kelvinator COMMERCIAL | KCHRI25R1DRE | Reach-in | 18.2 | 1.11 | Refrigerator solid door 15 - 29 cubic feet
Polarman | PLM-27RS | Reach-in | 18.12 | 0.9 | Refrigerator solid door 15 - 29 cubic feet
Chumart | CM-27R | Reach-in | 18.11 | 0.9 | Refrigerator solid door 15 - 29 cubic feet
Kelvinator COMMERCIAL | KCHRI27R1DRE | Reach-in | 18.1 | 0.9 | Refrigerator solid door 15 - 29 cubic feet
Kelvinator COMMERCIAL | KCHRI27R2HDR | Reach-in | 18.1 | 0.9 | Refrigerator solid door 15 - 29 cubic feet
Beverage-Air | HBR19HC-1*S********* | Reach-in | 17.87 | 1.2 | Refrigerator solid door 15 - 29 cubic feet
OMCAN INC | BB-CN-0017-HC | Reach-in | 17.5 | 1.08 | Refrigerator solid door 15 - 29 cubic feet
Turbo Air | EUR-60-N6 | Reach-in | 17.22 | 1.11 | Refrigerator solid door 15 - 29 cubic feet
FWE | R-30 | Reach-in | 17.2 | 1.27 | Refrigerator solid door 15 - 29 cubic feet
FWE | SR-30 | Reach-in | 17.2 | 1.27 | Refrigerator solid door 15 - 29 cubic feet
FWE | SR-30P | Reach-in | 17.2 | 1.27 | Refrigerator solid door 15 - 29 cubic feet
Turbo Air | JUR-72-N6 | Reach-in | 17.2 | 1.13 | Refrigerator solid door 15 - 29 cubic feet
Turbo Air | TBD-2SB-N6 | Reach-in | 17.12 | 1.15 | Refrigerator solid door 15 - 29 cubic feet
Turbo Air | TBD-2SBD-N6 | Reach-in | 17.12 | 1.25 | Refrigerator solid door 15 - 29 cubic feet
Turbo Air | TBD-2SD-N6 | Reach-in | 17.12 | 1.15 | Refrigerator solid door 15 - 29 cubic feet
Turbo Air | TBD-2SDD-N6 | Reach-in | 17.12 | 1.25 | Refrigerator solid door 15 - 29 cubic feet
Summit Commercial | R17FF* | Reach-in | 16.5 | 1.2 | Refrigerator solid door 15 - 29 cubic feet
Turbo Air | TBB-24-60SBD-N6 | Reach-in | 16.46 | 1.2 | Refrigerator solid door 15 - 29 cubic feet
Turbo Air | TBB-24-60SSD-N6 | Reach-in | 16.46 | 1.2 | Refrigerator solid door 15 - 29 cubic feet
Turbo Air | JUR-72S-N6 | Reach-in | 15.17 | 1.01 | Refrigerator solid door 15 - 29 cubic feet
TRUE | T-19-HC | Reach-in | 14.79 | 0.92 | Refrigerator solid door < 15 cubic feet
Duke | RUFP-48 | Reach-in | 13.98 | 1.16 | Refrigerator solid door < 15 cubic feet
Duke | SUB-RUFP-48 | Reach-in | 13.98 | 1.16 | Refrigerator solid door < 15 cubic feet
Polarman | PLM-19RS | Reach-in | 13.92 | 0.9 | Refrigerator solid door < 15 cubic feet
Everest Refrigeration | EBB48-24 | Reach-in | 12.71 | 1.03 | Refrigerator solid door < 15 cubic feet
TRUE | T-15-2-HC | Reach-in | 12.46 | 0.81 | Refrigerator solid door < 15 cubic feet
Continental Refrigerator | RA43N | Reach-in | 12.2 | 1.05 | Refrigerator solid door < 15 cubic feet
Turbo Air | TBB-24-48SBD-N6 | Reach-in | 12.2 | 1.05 | Refrigerator solid door < 15 cubic feet
Turbo Air | TBB-24-48SSD-N6 | Reach-in | 12.2 | 1.05 | Refrigerator solid door < 15 cubic feet
Turbo Air | EUR-48-N6 | Reach-in | 12.18 | 0.93 | Refrigerator solid door < 15 cubic feet
Beverage-Air | HBR12HC-1******* | Reach-in | 12.06 | 0.82 | Refrigerator solid door < 15 cubic feet
Valiance by Hoshizaki | VUR48A | Reach-in | 12 | 0.75 | Refrigerator solid door < 15 cubic feet
Turbo Air | JUR-60S-N6 | Reach-in | 11.31 | 1.04 | Refrigerator solid door < 15 cubic feet
TRUE | T-12-HC | Reach-in | 11.22 | 0.76 | Refrigerator solid door < 15 cubic feet
Avantco | 178Z1RN | Reach-in | 10.6 | 0.97 | Refrigerator solid door < 15 cubic feet
Avantco | 178Z1RNWMS | Reach-in | 10.6 | 0.97 | Refrigerator solid door < 15 cubic feet
Everest Refrigeration | ECB52-60D2 | Reach-in | 10.06 | 1 | Refrigerator solid door < 15 cubic feet
Turbo Air | JUR-48-N6 | Reach-in | 9.93 | 0.98 | Refrigerator solid door < 15 cubic feet
Desmon SPA | TGM2ETL | Reach-in | 9.47 | 0.97 | Refrigerator solid door < 15 cubic feet
Turbo Air | JUR-48N | Reach-in | 9.04 | 0.98 | Refrigerator solid door < 15 cubic feet
Turbo Air | MUR-36-N6 | Reach-in | 9 | 0.91 | Refrigerator solid door < 15 cubic feet
Turbo Air | TUR-36SD-N6 | Reach-in | 9 | 0.91 | Refrigerator solid door < 15 cubic feet
Turbo Air | TWR-36SD-N6 | Reach-in | 9 | 0.91 | Refrigerator solid door < 15 cubic feet
Turbo Air | MUR-36L-N6 | Reach-in | 8.36 | 0.91 | Refrigerator solid door < 15 cubic feet
Turbo Air | JUR-48S-N6 | Reach-in | 8.27 | 0.74 | Refrigerator solid door < 15 cubic feet
Valiance by Hoshizaki | VUR27A | Reach-in | 7 | 0.85 | Refrigerator solid door < 15 cubic feet
Turbo Air | MUR-28 | Reach-in | 6.8 | 0.84 | Refrigerator solid door < 15 cubic feet
Turbo Air | MUR-28L | Reach-in | 6.8 | 0.84 | Refrigerator solid door < 15 cubic feet
Turbo Air | EUR-28-N6 | Reach-in | 6.76 | 0.75 | Refrigerator solid door < 15 cubic feet
Perlick | BBR24-RO-* | Reach-in | 6.74 | 0.89 | Refrigerator solid door < 15 cubic feet
Turbo Air | JUR-36-N6 | Reach-in | 6.37 | 0.73 | Refrigerator solid door < 15 cubic feet
Turbo Air | MUR-28L-N6 | Reach-in | 6.18 | 0.75 | Refrigerator solid door < 15 cubic feet
Turbo Air | JUR-36N | Reach-in | 5.66 | 0.8 | Refrigerator solid door < 15 cubic feet
Turbo Air | JUR-36S-N6 | Reach-in | 5.66 | 0.63 | Refrigerator solid door < 15 cubic feet
U-Line | UCRE524-SS32A | Reach-in | 5.2 | 0.9 | Refrigerator solid door < 15 cubic feet
U-Line | UCRE524-SS33A | Reach-in | 5.2 | 0.9 | Refrigerator solid door < 15 cubic feet
U-Line | UCWC524-SS32A | Reach-in | 5.2 | 0.9 | Refrigerator solid door < 15 cubic feet
U-Line | UCWC524-SS33A | Reach-in | 5.2 | 0.9 | Refrigerator solid door < 15 cubic feet
KERONG | BC-136CT | Reach-in | 4.8 | 0.58 | Refrigerator solid door < 15 cubic feet
Summit Commercial | ADA2DOS | Reach-in | 4.8 | 0.58 | Refrigerator solid door < 15 cubic feet
Summit Commercial | ADRD24 | Reach-in | 4.8 | 0.58 | Refrigerator solid door < 15 cubic feet
Summit Commercial | ADRD25OS | Reach-in | 4.8 | 0.58 | Refrigerator solid door < 15 cubic feet
Summit Commercial | LADA2D24 | Reach-in | 4.8 | 0.58 | Refrigerator solid door < 15 cubic feet
Summit Commercial | SP6DS24ADA | Reach-in | 4.8 | 0.58 | Refrigerator solid door < 15 cubic feet
Summit Commercial | SPR2DOSADA | Reach-in | 4.8 | 0.58 | Refrigerator solid door < 15 cubic feet
Silver King | SKR24A-ES*** | Reach-in | 4.5 | 0.78 | Refrigerator solid door < 15 cubic feet
U-Line | UCRE515-SS32A | Reach-in | 3.7 | 0.75 | Refrigerator solid door < 15 cubic feet
U-Line | UCRE515-SS33A | Reach-in | 3.7 | 0.75 | Refrigerator solid door < 15 cubic feet
U-Line | UCRE518-SS32A | Reach-in | 3.7 | 0.75 | Refrigerator solid door < 15 cubic feet
U-Line | UCRE518-SS33A | Reach-in | 3.7 | 0.75 | Refrigerator solid door < 15 cubic feet
U-Line | UCWC515-SS32A | Reach-in | 3.7 | 0.75 | Refrigerator solid door < 15 cubic feet
U-Line | UCWC515-SS33A | Reach-in | 3.7 | 0.75 | Refrigerator solid door < 15 cubic feet
U-Line | UCWC518-SS32A | Reach-in | 3.7 | 0.75 | Refrigerator solid door < 15 cubic feet
U-Line | UCWC518-SS33A | Reach-in | 3.7 | 0.75 | Refrigerator solid door < 15 cubic feet
KERONG | BC-89F | Reach-in | 3.13 | 0.53 | Refrigerator solid door < 15 cubic feet
Summit Commercial | BAR197 | Reach-in | 3.13 | 0.53 | Refrigerator solid door < 15 cubic feet
Summit Commercial | BAR198S | Reach-in | 3.13 | 0.53 | Refrigerator solid door < 15 cubic feet
Summit Commercial | BCR199 | Reach-in | 3.13 | 0.53 | Refrigerator solid door < 15 cubic feet
Summit Commercial | BCR19S | Reach-in | 3.13 | 0.53 | Refrigerator solid door < 15 cubic feet
Summit Commercial | FF195 | Reach-in | 3.13 | 0.53 | Refrigerator solid door < 15 cubic feet
Summit Commercial | SPR196OS | Reach-in | 3.13 | 0.53 | Refrigerator solid door < 15 cubic feet
Whynter | BEF-286SB | Reach-in | 2.86 | 0.5 | Refrigerator solid door < 15 cubic feet
Fogel | HR15A | Reach-in | 2.55 | 0.76 | Refrigerator solid door < 15 cubic feet
Hoshizaki | HR15A | Reach-in | 2.54 | 0.76 | Refrigerator solid door < 15 cubic feet
Turbo Air | MUR-20S-N6 | Reach-in | 2.3 | 0.82 | Refrigerator solid door < 15 cubic feet
Turbo Air | MWR-20S-N6 | Reach-in | 2.3 | 0.82 | Refrigerator solid door < 15 cubic feet
Zhejiang Meisda Refrigeration Technology Co.,Ltd. | SC68 | Reach-in | 2.3 | 0.69 | Refrigerator solid door < 15 cubic feet
Whynter | TBR-182RS | Reach-in | 1.8 | 0.58 | Refrigerator solid door < 15 cubic feet
Whynter | TBR-185SR | Reach-in | 1.8 | 0.58 | Refrigerator solid door < 15 cubic feet
IM2 | EVC1.5 R6 | Reach-in | 1.62 | 0.45 | Refrigerator solid door < 15 cubic feet

## Glass Door Freezer
Company | Model Number | Style Type | Total Volume (cu.ft.) | Daily Energy Use (kWh) | Size/Type
TRUE | TRM4L-***-***-******-**-* | Reach-in | 154.41 | 36.24 | Freezer glass door >=50 cubic feet
TRUE | TRM3L-***-***-******-**-* | Reach-in | 116.15 | 27.3 | Freezer glass door >=50 cubic feet
Turbo Air | TJMF-85SDAB-N | Reach-in | 93.8 | 22.64 | Freezer glass door >=50 cubic feet
Turbo Air | TJMF-85SDB-N | Reach-in | 93.8 | 22.64 | Freezer glass door >=50 cubic feet
Turbo Air | TJMF-85SDW-N | Reach-in | 93.8 | 22.64 | Freezer glass door >=50 cubic feet
TRUE | TRM2L-***-***-*****-**-* | Reach-in | 77.89 | 19.59 | Freezer glass door >=50 cubic feet
Desmon SPA | PGB21G-A | Reach-in | 71.57 | 16.72 | Freezer glass door >=50 cubic feet
Hussmann Corporation | RM2W | Reach-in | 71.5 | 5.51 | Freezer glass door >=50 cubic feet
TRUE | FLM-81F~TSL01 | Reach-in | 67.3 | 17.73 | Freezer glass door >=50 cubic feet
Hussmann Corporation | VRL3B1A | Reach-in | 66.1 | 14.6 | Freezer glass door >=50 cubic feet
Minus Forty | 72-UTGF-00-1C000 | Reach-in | 62 | 16.32 | Freezer glass door >=50 cubic feet
TRUE | GDM-72F-HC~FGD01 | Reach-in | 61.93 | 14.4 | Freezer glass door >=50 cubic feet
TRUE | GDM-72F-HC~TSL01 | Reach-in | 61.93 | 14.4 | Freezer glass door >=50 cubic feet
Turbo Air | TJMF-55SDAB-N | Reach-in | 60.04 | 13.42 | Freezer glass door >=50 cubic feet
Turbo Air | TJMF-55SDB-N | Reach-in | 60.04 | 13.42 | Freezer glass door >=50 cubic feet
Turbo Air | TJMF-55SDW-N | Reach-in | 60.04 | 13.42 | Freezer glass door >=50 cubic feet
Turbo Air | TJMI-55SDAB-N | Reach-in | 60.04 | 13.42 | Freezer glass door >=50 cubic feet
Turbo Air | TJMI-55SDB-N | Reach-in | 60.04 | 13.42 | Freezer glass door >=50 cubic feet
Turbo Air | TJMI-55SDW-N | Reach-in | 60.04 | 13.42 | Freezer glass door >=50 cubic feet
Continental Refrigerator | D2FENGD | Reach-in | 49.07 | 11.9 | Freezer glass door 30 - 49 cubic feet
Continental Refrigerator | D2FENGDHD | Reach-in | 48.65 | 12.04 | Freezer glass door 30 - 49 cubic feet
Victory | FS-2D-S1**G*HC********* | Reach-in | 44.6 | 12.1 | Freezer glass door 30 - 49 cubic feet
Victory | FSA-2D-S1**G*HC********* | Reach-in | 44.6 | 12.1 | Freezer glass door 30 - 49 cubic feet
Hussmann Corporation | VRL2B1A | Reach-in | 44.5 | 10.71 | Freezer glass door 30 - 49 cubic feet
Continental Refrigerator | D2FNGD | Reach-in | 44.14 | 11.19 | Freezer glass door 30 - 49 cubic feet
Kelvinator COMMERCIAL | KCHGICM49FB | Reach-in | 43.8 | 10.57 | Freezer glass door 30 - 49 cubic feet
Kelvinator COMMERCIAL | KCHGM48F | Reach-in | 43.8 | 10.57 | Freezer glass door 30 - 49 cubic feet
Migali | C-2FBG-Hce | Reach-in | 43.8 | 12.14 | Freezer glass door 30 - 49 cubic feet
Continental Refrigerator | D2FNGDHD | Reach-in | 43.72 | 11.32 | Freezer glass door 30 - 49 cubic feet
TRUE | FLM-54F~TSL01 | Reach-in | 43.61 | 10.54 | Freezer glass door 30 - 49 cubic feet
OMCAN INC | FR-CN-0045-HC | Reach-in | 42.5 | 11.19 | Freezer glass door 30 - 49 cubic feet
Desmon SPA | PGB14G-A | Reach-in | 42.36 | 11.59 | Freezer glass door 30 - 49 cubic feet
Turbo Air | TGF-47SDHB-N | Reach-in | 42.12 | 11.36 | Freezer glass door 30 - 49 cubic feet
Turbo Air | TGF-47SDHV-N | Reach-in | 42.12 | 11.36 | Freezer glass door 30 - 49 cubic feet
Turbo Air | TGF-47SDHW-N | Reach-in | 42.12 | 11.36 | Freezer glass door 30 - 49 cubic feet
TRUE | GDM-49F-HC~FGD01 | Reach-in | 41.71 | 9.74 | Freezer glass door 30 - 49 cubic feet
TRUE | GDM-49F-HC~TSL01 | Reach-in | 41.71 | 9.74 | Freezer glass door 30 - 49 cubic feet
TRUE | GDIM-49NT-HC~TSL01 | Reach-in | 41.03 | 9.02 | Freezer glass door 30 - 49 cubic feet
Turbo Air | TGF-49F-N | Reach-in | 39.88 | 11.26 | Freezer glass door 30 - 49 cubic feet
Turbo Air | TGF-49F-S-N | Reach-in | 39.88 | 11.26 | Freezer glass door 30 - 49 cubic feet
Turbo Air | TGF-49FAB-N | Reach-in | 39.88 | 11.26 | Freezer glass door 30 - 49 cubic feet
Turbo Air | TGF-49FB-N | Reach-in | 39.88 | 11.26 | Freezer glass door 30 - 49 cubic feet
Turbo Air | TGF-49FB-S-N | Reach-in | 39.88 | 11.26 | Freezer glass door 30 - 49 cubic feet
Turbo Air | TGF-47SDB-N | Reach-in | 39 | 11.35 | Freezer glass door 30 - 49 cubic feet
Turbo Air | TGF-47SDB-N-LT | Reach-in | 39 | 10.9 | Freezer glass door 30 - 49 cubic feet
Turbo Air | TGF-47SDS-N-LT | Reach-in | 39 | 10.9 | Freezer glass door 30 - 49 cubic feet
Turbo Air | TGF-47SDSB-N-LT | Reach-in | 39 | 10.9 | Freezer glass door 30 - 49 cubic feet
Turbo Air | TGF-47SDSW-N-LT | Reach-in | 39 | 10.9 | Freezer glass door 30 - 49 cubic feet
Turbo Air | TGF-47SDV-N | Reach-in | 39 | 11.35 | Freezer glass door 30 - 49 cubic feet
Turbo Air | TGF-47SDW-N | Reach-in | 39 | 11.35 | Freezer glass door 30 - 49 cubic feet
Turbo Air | TGF-47SDW-N-LT | Reach-in | 39 | 10.9 | Freezer glass door 30 - 49 cubic feet
TRUE | GDM-43F-HC~FGD01 | Reach-in | 35.79 | 8.11 | Freezer glass door 30 - 49 cubic feet
TRUE | GDM-43F-HC~TSL01 | Reach-in | 35.79 | 8.11 | Freezer glass door 30 - 49 cubic feet
Minus Forty | 43-UDGF-00-1C010 | Reach-in | 35.45 | 10.46 | Freezer glass door 30 - 49 cubic feet
Minus Forty | 43-UDGF-L1-1C010 | Reach-in | 35.45 | 10.46 | Freezer glass door 30 - 49 cubic feet
Minus Forty | 43-UDGF-X1-1C010 | Reach-in | 35.45 | 10.46 | Freezer glass door 30 - 49 cubic feet
Continental Refrigerator | 1FXNGDPT | Reach-in | 33.16 | 8.74 | Freezer glass door 30 - 49 cubic feet
Turbo Air | TJMF-30SDAB-N | Reach-in | 32.04 | 9.42 | Freezer glass door 30 - 49 cubic feet
Turbo Air | TJMF-30SDB-N | Reach-in | 32.04 | 9.42 | Freezer glass door 30 - 49 cubic feet
Turbo Air | TJMF-30SDW-N | Reach-in | 32.04 | 9.42 | Freezer glass door 30 - 49 cubic feet
Turbo Air | TJMI-30SDAB-N | Reach-in | 32.04 | 9.02 | Freezer glass door 30 - 49 cubic feet
Turbo Air | TJMI-30SDB-N | Reach-in | 32.04 | 9.02 | Freezer glass door 30 - 49 cubic feet
Turbo Air | TJMI-30SDW-N | Reach-in | 32.04 | 9.02 | Freezer glass door 30 - 49 cubic feet
AHT | KINLEY XL 250 NAM2 | Reach-in | 31.36 | 9.52 | Freezer glass door 30 - 49 cubic feet
Turbo Air | TGF-35SDHB-N | Reach-in | 30.94 | 9.44 | Freezer glass door 30 - 49 cubic feet
Turbo Air | TGF-35SDHV-N | Reach-in | 30.94 | 9.44 | Freezer glass door 30 - 49 cubic feet
Turbo Air | TGF-35SDHW-N | Reach-in | 30.94 | 9.44 | Freezer glass door 30 - 49 cubic feet
TRUE | GDM-35F-HC~FGD01 | Reach-in | 29.3 | 7.71 | Freezer glass door 15 - 29 cubic feet
TRUE | GDM-35F-HC~TSL01 | Reach-in | 29.3 | 7.71 | Freezer glass door 15 - 29 cubic feet
Continental Refrigerator | 1FXNGD | Reach-in | 28.66 | 6.51 | Freezer glass door 15 - 29 cubic feet
Turbo Air | TGF-35SD*-N | Reach-in | 28.44 | 8.27 | Freezer glass door 15 - 29 cubic feet
Continental Refrigerator | 1FXNGDHD | Reach-in | 28.36 | 6.53 | Freezer glass door 15 - 29 cubic feet
Imbera | VR27 CZ HC | Reach-in | 27.8 | 2.45 | Freezer glass door 15 - 29 cubic feet
Pro-Kold | VR27 CZ HC | Reach-in | 27.8 | 2.45 | Freezer glass door 15 - 29 cubic feet
AHT | KINLEY XL 210 NAM2 | Reach-in | 26.08 | 8.38 | Freezer glass door 15 - 29 cubic feet
Hussmann Corporation | VRL1B1A | Reach-in | 22.8 | 6.3 | Freezer glass door 15 - 29 cubic feet
TRUE | GDIM-26NT-HC~TSL01 | Reach-in | 22.53 | 7.13 | Freezer glass door 15 - 29 cubic feet
Imbera | LTF23 HC | Reach-in | 22.43 | 7.19 | Freezer glass door 15 - 29 cubic feet
Imbera | LTF23 R2 | Reach-in | 22.43 | 7.19 | Freezer glass door 15 - 29 cubic feet
Continental Refrigerator | 1FXSNGD | Reach-in | 22.36 | 6.43 | Freezer glass door 15 - 29 cubic feet
Continental Refrigerator | 1FXSNGDHD | Reach-in | 22.06 | 6.46 | Freezer glass door 15 - 29 cubic feet
Minus Forty | 22-USGF-F1-1C00*-*********** | Reach-in | 21.83 | 6.39 | Freezer glass door 15 - 29 cubic feet
Minus Forty | 22-USGF-F2-1C00*-*********** | Reach-in | 21.83 | 6.39 | Freezer glass door 15 - 29 cubic feet
TRUE | GDM-26F-HC~FGD01 | Reach-in | 21.83 | 5.03 | Freezer glass door 15 - 29 cubic feet
TRUE | GDM-26F-HC~TSL01 | Reach-in | 21.83 | 5.03 | Freezer glass door 15 - 29 cubic feet
Minus Forty | 22-USGF-00-1C00*-*********** | Reach-in | 21.5 | 5.78 | Freezer glass door 15 - 29 cubic feet
Minus Forty | 22-USGF-L2-1C00*-*********** | Reach-in | 21.5 | 5.78 | Freezer glass door 15 - 29 cubic feet
Minus Forty | 22-USGF-X1-1C00*-*********** | Reach-in | 21.5 | 5.78 | Freezer glass door 15 - 29 cubic feet
Continental Refrigerator | 1FENGD | Reach-in | 21.38 | 7.06 | Freezer glass door 15 - 29 cubic feet
Continental Refrigerator | 1FENGDHD | Reach-in | 21.11 | 7.11 | Freezer glass door 15 - 29 cubic feet
Turbo Air | TGF-23SDHB-N | Reach-in | 19.94 | 6.36 | Freezer glass door 15 - 29 cubic feet
Desmon SPA | PGB07G-A | Reach-in | 19.38 | 6.09 | Freezer glass door 15 - 29 cubic feet
Kelvinator COMMERCIAL | KCHGICM23FB | Reach-in | 19.2 | 6.54 | Freezer glass door 15 - 29 cubic feet
Turbo Air | TSF-23GSD-N | Reach-in | 19.13 | 5.26 | Freezer glass door 15 - 29 cubic feet
TRUE | GDM-23F-HC~FGD01 | Reach-in | 19.11 | 4.57 | Freezer glass door 15 - 29 cubic feet
TRUE | GDM-23F-HC~TSL01 | Reach-in | 19.11 | 4.57 | Freezer glass door 15 - 29 cubic feet
Continental Refrigerator | 1FNGD | Reach-in | 18.83 | 6.69 | Freezer glass door 15 - 29 cubic feet
Continental Refrigerator | 1FESNGD | Reach-in | 18.79 | 6.5 | Freezer glass door 15 - 29 cubic feet
Continental Refrigerator | D1FESNGD | Reach-in | 18.79 | 6.5 | Freezer glass door 15 - 29 cubic feet
Continental Refrigerator | 1FNGDHD | Reach-in | 18.6 | 6.62 | Freezer glass door 15 - 29 cubic feet
Continental Refrigerator | 1FESNGDHD | Reach-in | 18.52 | 6.55 | Freezer glass door 15 - 29 cubic feet
Continental Refrigerator | D1FESNGDHD | Reach-in | 18.52 | 6.55 | Freezer glass door 15 - 29 cubic feet
TRUE | T-23FG-HC~FGD01 | Reach-in | 18.4 | 5.73 | Freezer glass door 15 - 29 cubic feet
TRUE | TS-23FG-HC~FGD01 | Reach-in | 18.4 | 5.73 | Freezer glass door 15 - 29 cubic feet
Minus Forty | 19-USGF-00-1C00*-*********** | Reach-in | 18.39 | 5.41 | Freezer glass door 15 - 29 cubic feet
Minus Forty | 19-USGF-L2-1C00*-*********** | Reach-in | 18.39 | 5.41 | Freezer glass door 15 - 29 cubic feet
Minus Forty | 19-USGF-X1-1C00*-*********** | Reach-in | 18.39 | 5.41 | Freezer glass door 15 - 29 cubic feet
Turbo Air | TGF-23SD*-N | Reach-in | 17.99 | 6.08 | Freezer glass door 15 - 29 cubic feet
Turbo Air | TGF-23SDB-N-L | Reach-in | 17.99 | 6.08 | Freezer glass door 15 - 29 cubic feet
Turbo Air | TGF-23SDW-N-L | Reach-in | 17.99 | 6.08 | Freezer glass door 15 - 29 cubic feet
Turbo Air | TGF-23SDHB-N-L | Reach-in | 17.94 | 6.36 | Freezer glass door 15 - 29 cubic feet
Turbo Air | TGF-23SDHV-N | Reach-in | 17.94 | 6.36 | Freezer glass door 15 - 29 cubic feet
Turbo Air | TGF-23SDHV-N-L | Reach-in | 17.94 | 6.36 | Freezer glass door 15 - 29 cubic feet
Turbo Air | TGF-23SDHW-N | Reach-in | 17.94 | 6.36 | Freezer glass door 15 - 29 cubic feet
Turbo Air | TGF-23SDHW-N-L | Reach-in | 17.94 | 6.36 | Freezer glass door 15 - 29 cubic feet
Turbo Air | TGF-23F-N | Reach-in | 17.7 | 5.61 | Freezer glass door 15 - 29 cubic feet
Turbo Air | TGF-23F-S-N | Reach-in | 17.7 | 5.61 | Freezer glass door 15 - 29 cubic feet
Turbo Air | TGF-23FAB-N | Reach-in | 17.7 | 5.61 | Freezer glass door 15 - 29 cubic feet
Turbo Air | TGF-23FB-N | Reach-in | 17.7 | 5.61 | Freezer glass door 15 - 29 cubic feet
Turbo Air | TGF-23FB-S-N | Reach-in | 17.7 | 5.61 | Freezer glass door 15 - 29 cubic feet
Turbo Air | TGIM-23B-N | Reach-in | 17.7 | 5.5 | Freezer glass door 15 - 29 cubic feet
Turbo Air | TGIM-23W-N | Reach-in | 17.7 | 5.5 | Freezer glass door 15 - 29 cubic feet
OMCAN INC | FR-CN-1473 | Reach-in | 17.65 | 2.27 | Freezer glass door 15 - 29 cubic feet
Turbo Air | TGIM-23HB-N | Reach-in | 17.3 | 5.26 | Freezer glass door 15 - 29 cubic feet
Turbo Air | TGIM-23HB-N-L | Reach-in | 17.3 | 5.26 | Freezer glass door 15 - 29 cubic feet
Turbo Air | TGIM-23HW-N | Reach-in | 17.3 | 5.26 | Freezer glass door 15 - 29 cubic feet
Turbo Air | TGIM-23HW-N-L | Reach-in | 17.3 | 5.26 | Freezer glass door 15 - 29 cubic feet
Turbo Air | TGF-23SDV-N-L | Reach-in | 17.09 | 6.08 | Freezer glass door 15 - 29 cubic feet
Hussmann Corporation | MD4060DA | Reach-in | 16.8 | 2.18 | Freezer glass door 15 - 29 cubic feet
TRUE | GDM-19T-F-HC~FGD01 | Reach-in | 15.34 | 4.82 | Freezer glass door 15 - 29 cubic feet
TRUE | GDM-19T-F-HC~TSL01 | Reach-in | 15.34 | 4.82 | Freezer glass door 15 - 29 cubic feet
Minus Forty | 11-CSGF-00-1C00*-*********** | Reach-in | 12.53 | 5.16 | Freezer glass door < 15 cubic feet
Imbera | VR13 CZ HC | Reach-in | 11.7 | 1.49 | Freezer glass door < 15 cubic feet
Pro-Kold | VR13 CZ HC | Reach-in | 11.7 | 1.49 | Freezer glass door < 15 cubic feet
Minus Forty | 13-USGF-00-1C00*-*********** | Reach-in | 11.24 | 4.41 | Freezer glass door < 15 cubic feet
Minus Forty | 13-USGF-L2-1C00*-*********** | Reach-in | 11.24 | 4.41 | Freezer glass door < 15 cubic feet
Minus Forty | 13-USGF-X1-1C00*-*********** | Reach-in | 11.24 | 4.41 | Freezer glass door < 15 cubic feet
TRUE | GDM-12F-HC~FGD01 | Reach-in | 10.5 | 3.67 | Freezer glass door < 15 cubic feet
TRUE | GDM-12F-HC~TSL01 | Reach-in | 10.5 | 3.67 | Freezer glass door < 15 cubic feet
TRUE | T-12FG-HC~FGD01 | Reach-in | 10.43 | 4.59 | Freezer glass door < 15 cubic feet
Imbera | VR11 CZ HC | Reach-in | 10.2 | 1.34 | Freezer glass door < 15 cubic feet
Pro-Kold | VR11 CZ HC | Reach-in | 10.2 | 1.34 | Freezer glass door < 15 cubic feet
Imbera | VFS12 HC | Reach-in | 9.8 | 4.09 | Freezer glass door < 15 cubic feet
Pro-Kold | VFS12 HC | Reach-in | 9.8 | 4.09 | Freezer glass door < 15 cubic feet
Minus Forty | 10-USGF-00-1C00*-*********** | Reach-in | 9.15 | 3.47 | Freezer glass door < 15 cubic feet
Minus Forty | 10-USGF-X1-1C00*-*********** | Reach-in | 9.15 | 3.47 | Freezer glass door < 15 cubic feet
TRUE | GDM-10F-HC~FGD01 | Reach-in | 8.48 | 3.98 | Freezer glass door < 15 cubic feet
TRUE | GDM-10F-HC~TSL01 | Reach-in | 8.48 | 3.98 | Freezer glass door < 15 cubic feet
Turbo Air | TGF-10SD*-N | Reach-in | 7.92 | 4.07 | Freezer glass door < 15 cubic feet
Minus Forty | 09-USGF-00-1C00*-*********** | Reach-in | 7.88 | 3.06 | Freezer glass door < 15 cubic feet
Minus Forty | 09-USGF-X1-1C00*-*********** | Reach-in | 7.88 | 3.06 | Freezer glass door < 15 cubic feet
METALFRIO | VN22MX | Reach-in | 7.63 | 3.25 | Freezer glass door < 15 cubic feet
Imbera | EVC09 HC | Reach-in | 7.17 | 1.05 | Freezer glass door < 15 cubic feet
Pro-Kold | EVC09 HC | Reach-in | 7.17 | 1.05 | Freezer glass door < 15 cubic feet
Minus Forty | 09M-USGF-00-1C00*-*********** | Reach-in | 6.6 | 3.3 | Freezer glass door < 15 cubic feet
Minus Forty | 09M-USGF-X1-1C00*-*********** | Reach-in | 6.6 | 3.3 | Freezer glass door < 15 cubic feet
TRUE | GDM-07F-HC~FGD01 | Reach-in | 6.52 | 3.84 | Freezer glass door < 15 cubic feet
TRUE | GDM-07F-HC~TSL01 | Reach-in | 6.52 | 3.84 | Freezer glass door < 15 cubic feet
Minus Forty | 07-CSGF-00-1C00*-*********** | Reach-in | 6.43 | 3.57 | Freezer glass door < 15 cubic feet
Minus Forty | 07-CSGF-01-1C00*-*********** | Reach-in | 6.43 | 3.57 | Freezer glass door < 15 cubic feet
METALFRIO | VN20MX | Reach-in | 6.22 | 2.88 | Freezer glass door < 15 cubic feet
METALFRIO | NG5CHC | Reach-in | 5.37 | 2.26 | Freezer glass door < 15 cubic feet
ACCUCOLD | SPF5* | Reach-in | 3.2 | 1.99 | Freezer glass door < 15 cubic feet
Beverage-Air | CF3HC-1-W | Reach-in | 2.9 | 2.61 | Freezer glass door < 15 cubic feet
Summit Commercial | SCFU386* | Reach-in | 1.77 | 2.2 | Freezer glass door < 15 cubic feet

## Solid Door Freezer
Company | Model Number | Style Type | Total Volume (cu.ft.) | Daily Energy Usage (kWh) | Size/Type
Summit Commercial | FS22L* | Reach-in | 1.42 | 1.04 | Freezer solid door < 15 cubic feet
Danby | DH016A1* | Reach-in | 1.6 | 0.6 | Freezer solid door < 15 cubic feet
Summit Commercial | FS20L* | Reach-in | 1.6 | 1.04 | Freezer solid door < 15 cubic feet
ACCUCOLD | FS407*/FS408* | Reach-in | 2.8 | 0.9 | Freezer solid door < 15 cubic feet
Danby | DH032A1* | Reach-in | 3.2 | 0.8 | Freezer solid door < 15 cubic feet
Summit Commercial | VT65M* | Reach-in | 3.5 | 1.45 | Freezer solid door < 15 cubic feet
Avanti | MCCF5F0W | Reach-in | 5 | 0.6 | Freezer solid door < 15 cubic feet
Turbo Air | JUF-36-N | Reach-in | 6.37 | 2.11 | Freezer solid door < 15 cubic feet
Turbo Air | MUF-28-711 | Reach-in | 6.97 | 1.96 | Freezer solid door < 15 cubic feet
Avanti | MCCF7F0W | Reach-in | 7 | 0.7 | Freezer solid door < 15 cubic feet
Valiance by Hoshizaki | VUF27A | Reach-in | 7 | 1.92 | Freezer solid door < 15 cubic feet
Silver King | SKF27A-ED*** | Reach-in | 7.85 | 2.31 | Freezer solid door < 15 cubic feet
Valiance by Hoshizaki | VUF48A | Reach-in | 12 | 3.17 | Freezer solid door < 15 cubic feet
Turbo Air | JUF-60-N | Reach-in | 13.58 | 3.71 | Freezer solid door < 15 cubic feet
Kelvinator COMMERCIAL | KCCF140WH | Reach-in | 14.2 | 1.2 | Freezer solid door < 15 cubic feet
TRUE | T-19F-HC | Reach-in | 14.79 | 3.89 | Freezer solid door < 15 cubic feet
TRUE | T-19FZ-HC | Reach-in | 14.79 | 3.89 | Freezer solid door < 15 cubic feet
Turbo Air | M3RF19-2-N | Reach-in | 16.28 | 3.77 | Freezer solid door 15 - 29 cubic feet
Summit Commercial | SCUF18* | Reach-in | 16.8 | 3.1 | Freezer solid door 15 - 29 cubic feet
Kelvinator COMMERCIAL | KCCF170WH | Reach-in | 17.3 | 1.2 | Freezer solid door 15 - 29 cubic feet
Turbo Air | JURF-72-N | Reach-in | 17.76 | 4.22 | Freezer solid door 15 - 29 cubic feet
Kelvinator COMMERCIAL | KCHRI27R1DFE | Reach-in | 17.8 | 2.9 | Freezer solid door 15 - 29 cubic feet
Kelvinator COMMERCIAL | KCHRI27R2HDF | Reach-in | 17.8 | 2.9 | Freezer solid door 15 - 29 cubic feet
Fresh Town Co Ltd | FRB-23FS | Reach-in | 18.22 | 3.73 | Freezer solid door 15 - 29 cubic feet
Fresh Town Co Ltd | FRB-23FSL | Reach-in | 18.22 | 3.29 | Freezer solid door 15 - 29 cubic feet
Summit Commercial | AFM19W** | Reach-in | 18.3 | 3.3 | Freezer solid door 15 - 29 cubic feet
Turbo Air | EF19-1-N | Reach-in | 18.44 | 4.37 | Freezer solid door 15 - 29 cubic feet
Turbo Air | EF19-2-N | Reach-in | 18.44 | 4.37 | Freezer solid door 15 - 29 cubic feet
Turbo Air | M3F19-1-N | Reach-in | 18.44 | 4.37 | Freezer solid door 15 - 29 cubic feet
Turbo Air | M3F19-2-N | Reach-in | 18.44 | 4.37 | Freezer solid door 15 - 29 cubic feet
RefrigerationX | XF19-1-N | Reach-in | 18.46 | 3.77 | Freezer solid door 15 - 29 cubic feet
Turbo Air | EF19-1-N-V | Reach-in | 18.46 | 3.77 | Freezer solid door 15 - 29 cubic feet
Turbo Air | XF19-1-N | Reach-in | 18.46 | 3.77 | Freezer solid door 15 - 29 cubic feet
Continental Refrigerator | 1FES-HD-R | Reach-in | 18.52 | 4.3 | Freezer solid door 15 - 29 cubic feet
Continental Refrigerator | 1FESNHD | Reach-in | 18.52 | 4.34 | Freezer solid door 15 - 29 cubic feet
Continental Refrigerator | D1FESNHD | Reach-in | 18.52 | 4.34 | Freezer solid door 15 - 29 cubic feet
TRUE | T-23F-HC | Reach-in | 18.54 | 4.27 | Freezer solid door 15 - 29 cubic feet
TRUE | TS-23F-HC | Reach-in | 18.54 | 4.27 | Freezer solid door 15 - 29 cubic feet
Blue Air | BSF23-HC | Reach-in | 18.62 | 4.44 | Freezer solid door 15 - 29 cubic feet
Delfield | 6125XL-SH | Reach-in | 18.7 | 4.13 | Freezer solid door 15 - 29 cubic feet
Continental Refrigerator | 1FES-R | Reach-in | 18.79 | 4.31 | Freezer solid door 15 - 29 cubic feet
Continental Refrigerator | 1FESN | Reach-in | 18.79 | 4.35 | Freezer solid door 15 - 29 cubic feet
Continental Refrigerator | D1FESN | Reach-in | 18.79 | 4.35 | Freezer solid door 15 - 29 cubic feet
Continental Refrigerator | 1F-R | Reach-in | 18.83 | 4.46 | Freezer solid door 15 - 29 cubic feet
Delfield | 6125XL-S | Reach-in | 18.9 | 4.04 | Freezer solid door 15 - 29 cubic feet
Continental Refrigerator | 1F-HD-R | Reach-in | 18.97 | 4.47 | Freezer solid door 15 - 29 cubic feet
Continental Refrigerator | 1FN | Reach-in | 18.97 | 4.45 | Freezer solid door 15 - 29 cubic feet
Turbo Air | TSF-23SD-N | Reach-in | 19.03 | 3.44 | Freezer solid door 15 - 29 cubic feet
Turbo Air | TSF-23SD-N-L | Reach-in | 19.03 | 3.44 | Freezer solid door 15 - 29 cubic feet
Blue Air | BSF23T-HC | Reach-in | 19.04 | 4.4 | Freezer solid door 15 - 29 cubic feet
Continental Refrigerator | DL1F-HD-R | Reach-in | 19.25 | 4.26 | Freezer solid door 15 - 29 cubic feet
Galaxy | 177GRI20FW | Reach-in | 19.31 | 4.53 | Freezer solid door 15 - 29 cubic feet
Continental Refrigerator | DL1F-R | Reach-in | 19.34 | 4.13 | Freezer solid door 15 - 29 cubic feet
Summit Commercial | SCFF237** | Reach-in | 19.53 | 4.29 | Freezer solid door 15 - 29 cubic feet
Summit Commercial | SCFF237LH** | Reach-in | 19.53 | 4.29 | Freezer solid door 15 - 29 cubic feet
Atosa | MBF8501GR | Reach-in | 20 | 4.33 | Freezer solid door 15 - 29 cubic feet
Valiance by Hoshizaki | VF1A-FS | Reach-in | 20 | 3.89 | Freezer solid door 15 - 29 cubic feet
KUTANO | KUTF1SS | Reach-in | 20.1 | 4.36 | Freezer solid door 15 - 29 cubic feet
Avantco | 447AP23F | Reach-in | 20.16 | 4.32 | Freezer solid door 15 - 29 cubic feet
Hoshizaki | DT1A-HS | Reach-in | 20.38 | 4.49 | Freezer solid door 15 - 29 cubic feet
Summit Commercial | SCUF20* | Reach-in | 20.5 | 3.65 | Freezer solid door 15 - 29 cubic feet
Avantco | 178A23FHC | Reach-in | 20.6 | 3.76 | Freezer solid door 15 - 29 cubic feet
Avantco | 178SS1FHC | Reach-in | 20.6 | 3.76 | Freezer solid door 15 - 29 cubic feet
Avantco | CFD-1FF | Reach-in | 20.6 | 4.7 | Freezer solid door 15 - 29 cubic feet
Main Street | 829BMR23F | Reach-in | 20.6 | 4.57 | Freezer solid door 15 - 29 cubic feet
Kelvinator COMMERCIAL | KCCF210WH | Reach-in | 20.9 | 1.58 | Freezer solid door 15 - 29 cubic feet
Continental Refrigerator | 1FENHD | Reach-in | 21.11 | 4.65 | Freezer solid door 15 - 29 cubic feet
Atosa | MBF8007GR | Reach-in | 21.2 | 4.2 | Freezer solid door 15 - 29 cubic feet
Avantco | 178Z1FHC | Reach-in | 21.26 | 4.44 | Freezer solid door 15 - 29 cubic feet
Minus Forty | 22-USSF-00-1C00*-*********** | Reach-in | 21.31 | 4.63 | Freezer solid door 15 - 29 cubic feet
Minus Forty | 22-USSF-X1-1C00*-*********** | Reach-in | 21.31 | 4.63 | Freezer solid door 15 - 29 cubic feet
Continental Refrigerator | 1FE-R | Reach-in | 21.38 | 4.75 | Freezer solid door 15 - 29 cubic feet
Continental Refrigerator | 1FEN | Reach-in | 21.38 | 4.6 | Freezer solid door 15 - 29 cubic feet
Atosa | MBF8001GR | Reach-in | 21.4 | 3.45 | Freezer solid door 15 - 29 cubic feet
Migali | C-1F-HC | Reach-in | 21.4 | 3.68 | Freezer solid door 15 - 29 cubic feet
Continental Refrigerator | DL1FE-HD-R | Reach-in | 21.51 | 4.45 | Freezer solid door 15 - 29 cubic feet
Imbera | SSF-20-1S | Reach-in | 21.7 | 4.71 | Freezer solid door 15 - 29 cubic feet
Pro-Kold | SSF-20-1S | Reach-in | 21.7 | 4.71 | Freezer solid door 15 - 29 cubic feet
Turbo Air | EF24-1-N | Reach-in | 21.7 | 4.77 | Freezer solid door 15 - 29 cubic feet
Turbo Air | EF24-2-N | Reach-in | 21.7 | 4.77 | Freezer solid door 15 - 29 cubic feet
Turbo Air | M3F24-1-N | Reach-in | 21.7 | 4.05 | Freezer solid door 15 - 29 cubic feet
Turbo Air | M3F24-2-N | Reach-in | 21.7 | 4.05 | Freezer solid door 15 - 29 cubic feet
Continental Refrigerator | DL1FE-R | Reach-in | 21.78 | 4.3 | Freezer solid door 15 - 29 cubic feet
RefrigerationX | XF24-1-N | Reach-in | 21.94 | 3.92 | Freezer solid door 15 - 29 cubic feet
Turbo Air | EF24-1-N-V | Reach-in | 21.94 | 3.92 | Freezer solid door 15 - 29 cubic feet
Turbo Air | XBF24-1-N | Reach-in | 21.94 | 3.92 | Freezer solid door 15 - 29 cubic feet
Turbo Air | XF24-1-N | Reach-in | 21.94 | 3.92 | Freezer solid door 15 - 29 cubic feet
Continental Refrigerator | 1FXS-HD-R | Reach-in | 22.06 | 4.7 | Freezer solid door 15 - 29 cubic feet
Continental Refrigerator | 1FXSNHD | Reach-in | 22.06 | 4.72 | Freezer solid door 15 - 29 cubic feet
Continental Refrigerator | D1FXSNHD | Reach-in | 22.06 | 4.72 | Freezer solid door 15 - 29 cubic feet
Continental Refrigerator | 1FXS-R | Reach-in | 22.36 | 4.43 | Freezer solid door 15 - 29 cubic feet
Continental Refrigerator | 1FXSN | Reach-in | 22.36 | 4.58 | Freezer solid door 15 - 29 cubic feet
Continental Refrigerator | D1FXSN | Reach-in | 22.36 | 4.58 | Freezer solid door 15 - 29 cubic feet
Imbera | VRF-24-1DS | Reach-in | 22.9 | 4.89 | Freezer solid door 15 - 29 cubic feet
Pro-Kold | VRF-24-1DS | Reach-in | 22.9 | 4.89 | Freezer solid door 15 - 29 cubic feet
Traulsen | G12000-ES | Reach-in | 23.37 | 4.8 | Freezer solid door 15 - 29 cubic feet
Traulsen | G12001-ES | Reach-in | 23.37 | 4.8 | Freezer solid door 15 - 29 cubic feet
Traulsen | G12010-ES | Reach-in | 23.43 | 4.81 | Freezer solid door 15 - 29 cubic feet
Traulsen | G12011-ES | Reach-in | 23.43 | 4.81 | Freezer solid door 15 - 29 cubic feet
Continental Refrigerator | 1FX-HD-R | Reach-in | 28.36 | 5.01 | Freezer solid door 15 - 29 cubic feet
Continental Refrigerator | 1FXNHD | Reach-in | 28.36 | 4.83 | Freezer solid door 15 - 29 cubic feet
Continental Refrigerator | 1FX-R | Reach-in | 28.66 | 4.73 | Freezer solid door 15 - 29 cubic feet
Continental Refrigerator | 1FXN | Reach-in | 28.66 | 4.8 | Freezer solid door 15 - 29 cubic feet
Turbo Air | TSF-35SD-N | Reach-in | 29 | 5.45 | Freezer solid door 15 - 29 cubic feet
Turbo Air | TSF-35SDN-N | Reach-in | 29.19 | 4.18 | Freezer solid door 15 - 29 cubic feet
Zero Zone, Inc. | 1RVZC30**** | Reach-in | 32.86 | 6.39 | Freezer solid door 30 - 49 cubic feet
Turbo Air | JRF-45 | Reach-in | 35.97 | 5.89 | Freezer solid door 30 - 49 cubic feet
Turbo Air | M3RF45-2 | Reach-in | 35.97 | 5.89 | Freezer solid door 30 - 49 cubic feet
Turbo Air | M3RF45-2-N | Reach-in | 35.97 | 5.25 | Freezer solid door 30 - 49 cubic feet
Beverage-Air | HBF35HC-1*S********* | Reach-in | 36.87 | 6.83 | Freezer solid door 30 - 49 cubic feet
Turbo Air | TSF-49SD | Reach-in | 39.9 | 7.66 | Freezer solid door 30 - 49 cubic feet
Turbo Air | TSF-49SD-N | Reach-in | 39.9 | 5.3 | Freezer solid door 30 - 49 cubic feet
Continental Refrigerator | 2FES-HD | Reach-in | 40.33 | 7.49 | Freezer solid door 30 - 49 cubic feet
Continental Refrigerator | 2FES | Reach-in | 40.75 | 7.17 | Freezer solid door 30 - 49 cubic feet
Fresh Town Co Ltd | FRB-49FS | Reach-in | 40.93 | 6.06 | Freezer solid door 30 - 49 cubic feet
Avantco | 178A49FHC | Reach-in | 41.32 | 7.12 | Freezer solid door 30 - 49 cubic feet
Avantco | 178SS2FHC | Reach-in | 41.32 | 7.12 | Freezer solid door 30 - 49 cubic feet
Delfield | 6151XL-S | Reach-in | 41.44 | 7.74 | Freezer solid door 30 - 49 cubic feet
Delfield | 6151XL-SH | Reach-in | 41.45 | 7.96 | Freezer solid door 30 - 49 cubic feet
TRUE | T-49F-HC | Reach-in | 41.47 | 8.57 | Freezer solid door 30 - 49 cubic feet
TRUE | TS-49F-HC | Reach-in | 41.47 | 8.57 | Freezer solid door 30 - 49 cubic feet
Blue Air | BSF49-HC | Reach-in | 41.83 | 7.73 | Freezer solid door 30 - 49 cubic feet
Atosa | MBF8008GR | Reach-in | 41.92 | 7.31 | Freezer solid door 30 - 49 cubic feet
Kelvinator COMMERCIAL | KCHRI54R2DFE | Reach-in | 42 | 4.97 | Freezer solid door 30 - 49 cubic feet
Turbo Air | EF47-2-N | Reach-in | 42.1 | 5.27 | Freezer solid door 30 - 49 cubic feet
Turbo Air | EF47-4-N | Reach-in | 42.1 | 5.27 | Freezer solid door 30 - 49 cubic feet
Turbo Air | M3F47-2-N | Reach-in | 42.1 | 6.66 | Freezer solid door 30 - 49 cubic feet
Turbo Air | M3F47-4-N | Reach-in | 42.1 | 6.66 | Freezer solid door 30 - 49 cubic feet
Migali | C-2F-HC | Reach-in | 42.18 | 6.23 | Freezer solid door 30 - 49 cubic feet
Summit Commercial | SCFF497** | Reach-in | 42.24 | 7.1 | Freezer solid door 30 - 49 cubic feet
Summit Commercial | SCFF497LH** | Reach-in | 42.24 | 7.1 | Freezer solid door 30 - 49 cubic feet
RefrigerationX | XF47-2-N | Reach-in | 42.27 | 6.74 | Freezer solid door 30 - 49 cubic feet
Turbo Air | EF47-2-N-V | Reach-in | 42.27 | 6.74 | Freezer solid door 30 - 49 cubic feet
Turbo Air | XBF47-2-N | Reach-in | 42.27 | 6.74 | Freezer solid door 30 - 49 cubic feet
Turbo Air | XF47-2-N | Reach-in | 42.27 | 6.74 | Freezer solid door 30 - 49 cubic feet
Avantco | 178Z2F4K | Reach-in | 42.34 | 7.52 | Freezer solid door 30 - 49 cubic feet
Blue Air | BSF49T-HC | Reach-in | 42.52 | 7.25 | Freezer solid door 30 - 49 cubic feet
Avantco | 178Z2FHC | Reach-in | 42.59 | 7.19 | Freezer solid door 30 - 49 cubic feet
Valiance by Hoshizaki | VF2A-FS | Reach-in | 43 | 6.94 | Freezer solid door 30 - 49 cubic feet
Continental Refrigerator | 2F-HD | Reach-in | 43.03 | 7.47 | Freezer solid door 30 - 49 cubic feet
Continental Refrigerator | 2FNHD | Reach-in | 43.03 | 9.17 | Freezer solid door 30 - 49 cubic feet
ECEVT | ST54BF | Reach-in | 43.4 | 8.34 | Freezer solid door 30 - 49 cubic feet
FERUEO | ST54BF | Reach-in | 43.4 | 8.34 | Freezer solid door 30 - 49 cubic feet
Freezlabs | ST54BF | Reach-in | 43.4 | 8.34 | Freezer solid door 30 - 49 cubic feet
LCEKY | ST54BF | Reach-in | 43.4 | 8.34 | Freezer solid door 30 - 49 cubic feet
Continental Refrigerator | 2F | Reach-in | 43.45 | 7.28 | Freezer solid door 30 - 49 cubic feet
Continental Refrigerator | 2F-R | Reach-in | 43.45 | 9.29 | Freezer solid door 30 - 49 cubic feet
Continental Refrigerator | 2FN | Reach-in | 43.45 | 8.85 | Freezer solid door 30 - 49 cubic feet
Continental Refrigerator | D2FNHD | Reach-in | 43.72 | 8.01 | Freezer solid door 30 - 49 cubic feet
Continental Refrigerator | D2FN | Reach-in | 44.14 | 7.67 | Freezer solid door 30 - 49 cubic feet
Continental Refrigerator | DL2F-R | Reach-in | 44.14 | 9.27 | Freezer solid door 30 - 49 cubic feet
Continental Refrigerator | 2F-CW | Reach-in | 44.58 | 9.2 | Freezer solid door 30 - 49 cubic feet
Avantco | 447AP49F | Reach-in | 44.85 | 8.18 | Freezer solid door 30 - 49 cubic feet
KUTANO | KUTF2SS** | Reach-in | 44.85 | 8.24 | Freezer solid door 30 - 49 cubic feet
Victory | VEFS-2D-HD-HC********* | Reach-in | 45.2 | 7.93 | Freezer solid door 30 - 49 cubic feet
Victory | VEFS-2D-SD-HC********* | Reach-in | 45.2 | 7.93 | Freezer solid door 30 - 49 cubic feet
Victory | VEFSA-2D-HD-HC********* | Reach-in | 45.2 | 7.93 | Freezer solid door 30 - 49 cubic feet
Victory | VEFSA-2D-SD-HC********* | Reach-in | 45.2 | 7.93 | Freezer solid door 30 - 49 cubic feet
Delfield | GAF2P-SH******** | Reach-in | 45.58 | 9.62 | Freezer solid door 30 - 49 cubic feet
Traulsen | G22000R | Reach-in | 45.89 | 9.67 | Freezer solid door 30 - 49 cubic feet
Traulsen | G22001R | Reach-in | 45.89 | 9.67 | Freezer solid door 30 - 49 cubic feet
Traulsen | G22002R | Reach-in | 45.89 | 9.67 | Freezer solid door 30 - 49 cubic feet
Traulsen | G22003R | Reach-in | 45.89 | 9.67 | Freezer solid door 30 - 49 cubic feet
Traulsen | AL232N-X0031 | Reach-in | 46.02 | 9.69 | Freezer solid door 30 - 49 cubic feet
Traulsen | G22010 | Reach-in | 46.02 | 9.89 | Freezer solid door 30 - 49 cubic feet
Traulsen | G22010R | Reach-in | 46.02 | 9.69 | Freezer solid door 30 - 49 cubic feet
Traulsen | G22011 | Reach-in | 46.02 | 9.89 | Freezer solid door 30 - 49 cubic feet
Traulsen | G22011R | Reach-in | 46.02 | 9.69 | Freezer solid door 30 - 49 cubic feet
Traulsen | G22012 | Reach-in | 46.02 | 9.89 | Freezer solid door 30 - 49 cubic feet
Traulsen | G22012R | Reach-in | 46.02 | 9.69 | Freezer solid door 30 - 49 cubic feet
Traulsen | G22013 | Reach-in | 46.02 | 9.89 | Freezer solid door 30 - 49 cubic feet
Traulsen | G22013R | Reach-in | 46.02 | 9.69 | Freezer solid door 30 - 49 cubic feet
Hoshizaki | DT2A-FS | Reach-in | 46.22 | 8.43 | Freezer solid door 30 - 49 cubic feet
Hoshizaki | DT2A-HS | Reach-in | 46.22 | 8.43 | Freezer solid door 30 - 49 cubic feet
Imbera | SSF-45-2S | Reach-in | 46.3 | 9.66 | Freezer solid door 30 - 49 cubic feet
Pro-Kold | SSF-45-2S | Reach-in | 46.3 | 9.66 | Freezer solid door 30 - 49 cubic feet
Delfield | GAF2P-G | Reach-in | 46.82 | 10.03 | Freezer solid door 30 - 49 cubic feet
Hoshizaki | CF2S-HS | Reach-in | 47 | 9.52 | Freezer solid door 30 - 49 cubic feet
Continental Refrigerator | 2FE-HD | Reach-in | 48.33 | 7.53 | Freezer solid door 30 - 49 cubic feet
Continental Refrigerator | 2FE-HD-R | Reach-in | 48.33 | 8.94 | Freezer solid door 30 - 49 cubic feet
Continental Refrigerator | 2FENHD | Reach-in | 48.33 | 9.82 | Freezer solid door 30 - 49 cubic feet
Continental Refrigerator | D2FENHD | Reach-in | 48.65 | 8.42 | Freezer solid door 30 - 49 cubic feet
Continental Refrigerator | DL2FE-HD-R | Reach-in | 48.65 | 9.91 | Freezer solid door 30 - 49 cubic feet
Turbo Air | PRO-50-4F-N | Reach-in | 48.7 | 9.18 | Freezer solid door 30 - 49 cubic feet
Turbo Air | PRO-50F-N | Reach-in | 48.7 | 9.18 | Freezer solid door 30 - 49 cubic feet
Continental Refrigerator | 2FE | Reach-in | 48.75 | 7.35 | Freezer solid door 30 - 49 cubic feet
Continental Refrigerator | 2FE-R | Reach-in | 48.75 | 9.01 | Freezer solid door 30 - 49 cubic feet
Continental Refrigerator | 2FEN | Reach-in | 48.75 | 9.45 | Freezer solid door 30 - 49 cubic feet
Continental Refrigerator | D2FEN | Reach-in | 49.07 | 8.03 | Freezer solid door 30 - 49 cubic feet
Continental Refrigerator | DL2FE-R | Reach-in | 49.07 | 9.71 | Freezer solid door 30 - 49 cubic feet
Delfield | CSFPT2P-SH | Reach-in | 49.38 | 10.23 | Freezer solid door 30 - 49 cubic feet
Traulsen | AL232W-X0029 | Reach-in | 50.4 | 10.57 | Freezer solid door >=50 cubic feet
Traulsen | ALT232WUT-HHS-eS | Reach-in | 50.4 | 11.02 | Freezer solid door >=50 cubic feet
Traulsen | RLT232WUT-HHS-eS | Reach-in | 50.4 | 11.02 | Freezer solid door >=50 cubic feet
Traulsen | ALT232WUT-FHS-eS | Reach-in | 50.53 | 11.04 | Freezer solid door >=50 cubic feet
Traulsen | RL232W-X0091 | Reach-in | 50.53 | 10.59 | Freezer solid door >=50 cubic feet
Traulsen | RLT232WUT-FHS-eS | Reach-in | 50.53 | 11.04 | Freezer solid door >=50 cubic feet
Summit Commercial | SCFF727** | Reach-in | 60.84 | 10.65 | Freezer solid door >=50 cubic feet
Summit Commercial | SCFF727LH** | Reach-in | 60.84 | 10.65 | Freezer solid door >=50 cubic feet
Turbo Air | JRF-65 | Reach-in | 61.84 | 8.29 | Freezer solid door >=50 cubic feet
Fresh Town Co Ltd | FRB-72FS | Reach-in | 63.75 | 9.66 | Freezer solid door >=50 cubic feet
Turbo Air | TSF-72SD | Reach-in | 63.8 | 11.57 | Freezer solid door >=50 cubic feet
Turbo Air | TSF-72SD-N | Reach-in | 63.8 | 7.59 | Freezer solid door >=50 cubic feet
Zero Zone, Inc. | 2RVZC30**** | Reach-in | 64.49 | 10.8 | Freezer solid door >=50 cubic feet
US Refrigeration | USTV-70F | Reach-in | 64.88 | 10.7 | Freezer solid door >=50 cubic feet
Blue Air | BSF72-HC | Reach-in | 65.2 | 11.41 | Freezer solid door >=50 cubic feet
Turbo Air | M3F72-3-N | Reach-in | 65.88 | 10.19 | Freezer solid door >=50 cubic feet
Turbo Air | M3F72-6-N | Reach-in | 65.88 | 10.19 | Freezer solid door >=50 cubic feet
Kelvinator COMMERCIAL | KCHRI81R3DF | Reach-in | 66 | 7.71 | Freezer solid door >=50 cubic feet
US Refrigeration | USBV-70F | Reach-in | 67.99 | 10.7 | Freezer solid door >=50 cubic feet
Victory | VEFS-3D-HD-HC********* | Reach-in | 69.1 | 11.76 | Freezer solid door >=50 cubic feet
Victory | VEFS-3D-SD-HC********* | Reach-in | 69.1 | 11.76 | Freezer solid door >=50 cubic feet
Victory | VEFSA-3D-HD-HC********* | Reach-in | 69.1 | 11.76 | Freezer solid door >=50 cubic feet
Victory | VEFSA-3D-SD-HC********* | Reach-in | 69.1 | 11.76 | Freezer solid door >=50 cubic feet
Traulsen | G31000-032 | Reach-in | 69.15 | 13.55 | Freezer solid door >=50 cubic feet
Traulsen | G31001-032 | Reach-in | 69.15 | 13.55 | Freezer solid door >=50 cubic feet
Traulsen | G31002-032 | Reach-in | 69.15 | 13.55 | Freezer solid door >=50 cubic feet
Traulsen | G31003-032 | Reach-in | 69.15 | 13.55 | Freezer solid door >=50 cubic feet
Traulsen | G31010-032 | Reach-in | 69.35 | 13.58 | Freezer solid door >=50 cubic feet
Traulsen | G31011-032 | Reach-in | 69.35 | 13.58 | Freezer solid door >=50 cubic feet
Traulsen | G31012-032 | Reach-in | 69.35 | 13.58 | Freezer solid door >=50 cubic feet
Traulsen | G31013-032 | Reach-in | 69.35 | 13.58 | Freezer solid door >=50 cubic feet
TRUE | STA3F-3S-HC | Reach-in | 70.33 | 13.81 | Freezer solid door >=50 cubic feet
TRUE | STG3F-3S-HC | Reach-in | 70.33 | 13.81 | Freezer solid door >=50 cubic feet
TRUE | STR3F-3S-HC | Reach-in | 70.33 | 13.81 | Freezer solid door >=50 cubic feet
Delfield | GAF3P-SH******** | Reach-in | 70.81 | 12.72 | Freezer solid door >=50 cubic feet
Delfield | GAF3P-S********* | Reach-in | 71.22 | 12.54 | Freezer solid door >=50 cubic feet
Traulsen | ALT332WUT-HHS-eS | Reach-in | 77.26 | 14.65 | Freezer solid door >=50 cubic feet
Traulsen | RLT332WUT-HHS-eS | Reach-in | 77.26 | 14.65 | Freezer solid door >=50 cubic feet
Traulsen | ALT332WUT-FHS-eS | Reach-in | 77.45 | 14.67 | Freezer solid door >=50 cubic feet
Traulsen | RLT332WUT-FHS-eS | Reach-in | 77.45 | 14.67 | Freezer solid door >=50 cubic feet
Zero Zone, Inc. | 3RVZC30**** | Reach-in | 96.12 | 15.21 | Freezer solid door >=50 cubic feet
Zero Zone, Inc. | 4RVZC30**** | Reach-in | 127.74 | 19.62 | Freezer solid door >=50 cubic feet
Zero Zone, Inc. | 5RVZC30**** | Reach-in | 159.37 | 24.03 | Freezer solid door >=50 cubic feet